## Output
Gen ($/Annual kWh) | COMMERCIAL | 1 = Commercial Indoor Lighting | All | Gen:COMMERCIAL:1 = Commercial Indoor Lighting:All | Interior Lighting | 0.017165 | 0.025838 | 0.03031 | 0.022039 | 0.018366 | 0.028124 | 0.033158 | 0.023842 | 0.019259 | 0.030075 | 0.03566 | 0.025319 | 0.0208 | 0.032753 | 0.038927 | 0.027492 | 0.021606 | 0.034607 | 0.041326 | 0.028876 | 0.022461 | 0.035677 | 0.042504 | 0.029855 | 0.023316 | 0.036754 | 0.043693 | 0.030838 | 0.02517 | 0.038943 | 0.046052 | 0.032888 | 0.026103 | 0.040088 | 0.047303 | 0.033944 | 0.027045 | 0.041239 | 0.048561 | 0.035008 | 0.028162 | 0.042493 | 0.049881 | 0.036208 | 0.028848 | 0.043599 | 0.051205 | 0.037128 | 0.030284 | 0.045016 | 0.052604 | 0.038566 | 0.031715 | 0.046446 | 0.054029 | 0.040008 | 0.033116 | 0.047895 | 0.055497 | 0.041446 | 0.034489 | 0.049343 | 0.056979 | 0.042871 | 0.035865 | 0.050837 | 0.058528 | 0.044322 | 0.037305 | 0.052356 | 0.060082 | 0.045817 | 0.038382 | 0.053508 | 0.061269 | 0.046944 | 0.039496 | 0.054685 | 0.062474 | 0.048102 | 0.040609 | 0.05588 | 0.063708 | 0.049269 | 0.041737 | 0.05709 | 0.064956 | 0.050451 | 0.042833 | 0.058255 | 0.066154 | 0.051595 | 0.043942 | 0.059439 | 0.067373 | 0.052754 | 0.045052 | 0.060623 | 0.068591 | 0.053913
Gen ($/Annual kWh) | COMMERCIAL | 2 = Commercial Outdoor Lighting | All | Gen:COMMERCIAL:2 = Commercial Outdoor Lighting:All | Exterior Lighting | 0.017143 | 0.019436 | 0.020774 | 0.018726 | 0.018332 | 0.020973 | 0.022503 | 0.020126 | 0.019219 | 0.022222 | 0.023947 | 0.021226 | 0.020793 | 0.024176 | 0.026113 | 0.023035 | 0.021584 | 0.025326 | 0.027455 | 0.024035 | 0.022427 | 0.026205 | 0.028359 | 0.024914 | 0.02327 | 0.027087 | 0.029269 | 0.025794 | 0.02517 | 0.029052 | 0.031283 | 0.027765 | 0.026088 | 0.029999 | 0.032253 | 0.028717 | 0.027014 | 0.030953 | 0.033229 | 0.029676 | 0.028109 | 0.032034 | 0.034311 | 0.030785 | 0.028789 | 0.03285 | 0.035203 | 0.031551 | 0.030193 | 0.03415 | 0.03646 | 0.032927 | 0.031591 | 0.035453 | 0.037726 | 0.034302 | 0.032961 | 0.036752 | 0.038998 | 0.035661 | 0.034305 | 0.038037 | 0.040264 | 0.037 | 0.035652 | 0.039344 | 0.041561 | 0.038352 | 0.037061 | 0.040694 | 0.042891 | 0.039757 | 0.03812 | 0.041706 | 0.043888 | 0.040813 | 0.039215 | 0.042747 | 0.04491 | 0.041901 | 0.04031 | 0.043796 | 0.045943 | 0.042993 | 0.04142 | 0.044858 | 0.04699 | 0.0441 | 0.042497 | 0.045886 | 0.048001 | 0.045173 | 0.043588 | 0.046928 | 0.049026 | 0.04626 | 0.044679 | 0.04797 | 0.050052 | 0.047346
Gen ($/Annual kWh) | COMMERCIAL | 3 = Commercial HVAC | All | Gen:COMMERCIAL:3 = Commercial HVAC:All | Space Cooling | 0.016424 | 0.024799 | 0.029055 | 0.021 | 0.017574 | 0.026945 | 0.031713 | 0.022694 | 0.018428 | 0.028761 | 0.034024 | 0.024072 | 0.0199 | 0.031315 | 0.037133 | 0.026132 | 0.020672 | 0.033031 | 0.039336 | 0.027419 | 0.021491 | 0.034078 | 0.040496 | 0.028363 | 0.02231 | 0.035132 | 0.041666 | 0.02931 | 0.024079 | 0.037317 | 0.044055 | 0.031304 | 0.024974 | 0.03844 | 0.045291 | 0.032324 | 0.025876 | 0.03957 | 0.046532 | 0.033351 | 0.026947 | 0.040812 | 0.047855 | 0.034516 | 0.027603 | 0.04187 | 0.049118 | 0.035391 | 0.028981 | 0.043294 | 0.050555 | 0.036795 | 0.030353 | 0.044729 | 0.052013 | 0.038203 | 0.031697 | 0.046177 | 0.053505 | 0.039605 | 0.033013 | 0.047621 | 0.055005 | 0.040992 | 0.034332 | 0.049105 | 0.056565 | 0.042402 | 0.035713 | 0.05062 | 0.05814 | 0.043857 | 0.036745 | 0.051765 | 0.059336 | 0.044952 | 0.037813 | 0.052937 | 0.060554 | 0.046078 | 0.03888 | 0.054124 | 0.061796 | 0.047212 | 0.039961 | 0.055326 | 0.063054 | 0.048361 | 0.041011 | 0.056486 | 0.064262 | 0.049472 | 0.042074 | 0.057663 | 0.065491 | 0.050599 | 0.043137 | 0.05884 | 0.06672 | 0.051726
Gen ($/Annual kWh) | COMMERCIAL | 4 = Commercial Refrigeration | All | Gen:COMMERCIAL:4 = Commercial Refrigeration:All | Refrigeration | 0.016563 | 0.022046 | 0.025029 | 0.019863 | 0.017712 | 0.023895 | 0.027251 | 0.021414 | 0.018569 | 0.02544 | 0.029162 | 0.022661 | 0.020087 | 0.027701 | 0.031822 | 0.02461 | 0.020852 | 0.029147 | 0.033629 | 0.02576 | 0.021668 | 0.030098 | 0.034656 | 0.026664 | 0.022484 | 0.031055 | 0.035691 | 0.027572 | 0.024314 | 0.033108 | 0.037875 | 0.029556 | 0.025202 | 0.034129 | 0.038971 | 0.030534 | 0.026098 | 0.035157 | 0.040073 | 0.031518 | 0.027159 | 0.036297 | 0.041262 | 0.032642 | 0.027816 | 0.037232 | 0.042346 | 0.033461 | 0.029176 | 0.038561 | 0.043669 | 0.034831 | 0.03053 | 0.039899 | 0.045007 | 0.036202 | 0.031857 | 0.041242 | 0.046368 | 0.037564 | 0.033158 | 0.042578 | 0.047732 | 0.038909 | 0.034462 | 0.043947 | 0.049142 | 0.040273 | 0.035827 | 0.045349 | 0.050574 | 0.041684 | 0.036852 | 0.046407 | 0.051656 | 0.042747 | 0.037912 | 0.047491 | 0.052761 | 0.043841 | 0.038972 | 0.048588 | 0.053885 | 0.044942 | 0.040045 | 0.049699 | 0.055022 | 0.046057 | 0.041089 | 0.050771 | 0.056117 | 0.047137 | 0.042144 | 0.051859 | 0.05723 | 0.048231 | 0.0432 | 0.052947 | 0.058342 | 0.049325
Gen ($/Annual kWh) | COMMERCIAL | 5 = Commercial Food Service | All | Gen:COMMERCIAL:5 = Commercial Food Service:All | Other | 0.017669 | 0.024575 | 0.028177 | 0.021655 | 0.018903 | 0.026719 | 0.030795 | 0.0234 | 0.01982 | 0.028539 | 0.033087 | 0.02482 | 0.021414 | 0.031074 | 0.036114 | 0.026947 | 0.022241 | 0.032798 | 0.038306 | 0.028272 | 0.023118 | 0.033827 | 0.039413 | 0.029243 | 0.023996 | 0.034863 | 0.040531 | 0.030217 | 0.025914 | 0.036995 | 0.042775 | 0.032275 | 0.026872 | 0.038098 | 0.043952 | 0.033323 | 0.027838 | 0.039208 | 0.045136 | 0.034379 | 0.028984 | 0.040423 | 0.046386 | 0.035576 | 0.029689 | 0.041472 | 0.047614 | 0.036476 | 0.031161 | 0.042857 | 0.048953 | 0.03792 | 0.032627 | 0.044256 | 0.050315 | 0.039366 | 0.034063 | 0.045668 | 0.051713 | 0.040807 | 0.03547 | 0.047078 | 0.053123 | 0.042233 | 0.036881 | 0.048528 | 0.054593 | 0.043682 | 0.038357 | 0.050008 | 0.056072 | 0.045178 | 0.039462 | 0.051127 | 0.057198 | 0.046305 | 0.040605 | 0.052273 | 0.058344 | 0.047463 | 0.041747 | 0.053434 | 0.059515 | 0.04863 | 0.042904 | 0.05461 | 0.0607 | 0.049812 | 0.044029 | 0.055744 | 0.061837 | 0.050956 | 0.045167 | 0.056895 | 0.062994 | 0.052116 | 0.046305 | 0.058046 | 0.064152 | 0.053275
Gen ($/Annual kWh) | COMMERCIAL | 6 = Commercial Motors | All | Gen:COMMERCIAL:6 = Commercial Motors:All | Motors | 0.017609 | 0.021902 | 0.024207 | 0.020225 | 0.018835 | 0.023731 | 0.026357 | 0.021798 | 0.019748 | 0.025256 | 0.028204 | 0.023058 | 0.02135 | 0.027489 | 0.030772 | 0.025027 | 0.022168 | 0.028916 | 0.03252 | 0.026189 | 0.023039 | 0.029866 | 0.033514 | 0.027116 | 0.02391 | 0.030822 | 0.034517 | 0.028047 | 0.02584 | 0.032863 | 0.036624 | 0.030066 | 0.02679 | 0.033885 | 0.037686 | 0.03107 | 0.027746 | 0.034913 | 0.038754 | 0.03208 | 0.028881 | 0.036057 | 0.039907 | 0.033237 | 0.029581 | 0.036985 | 0.040955 | 0.034071 | 0.031037 | 0.038324 | 0.042239 | 0.035487 | 0.032486 | 0.039672 | 0.043538 | 0.036904 | 0.033906 | 0.041023 | 0.044858 | 0.038309 | 0.035298 | 0.042367 | 0.046181 | 0.039697 | 0.036694 | 0.043742 | 0.047549 | 0.041103 | 0.038154 | 0.045152 | 0.048938 | 0.042559 | 0.039249 | 0.046215 | 0.049987 | 0.043655 | 0.040382 | 0.047305 | 0.051059 | 0.044783 | 0.041513 | 0.048407 | 0.052149 | 0.045916 | 0.042661 | 0.049522 | 0.053253 | 0.047065 | 0.043775 | 0.0506 | 0.054315 | 0.048178 | 0.044903 | 0.051693 | 0.055394 | 0.049305 | 0.046031 | 0.052787 | 0.056473 | 0.050432
Gen ($/Annual kWh) | COMMERCIAL | 7 = Commercial Process | All | Gen:COMMERCIAL:7 = Commercial Process:All | Process | 0.018016 | 0.022255 | 0.024536 | 0.020628 | 0.019271 | 0.024131 | 0.026742 | 0.022242 | 0.020205 | 0.025701 | 0.028647 | 0.023537 | 0.021843 | 0.027975 | 0.03126 | 0.025548 | 0.02268 | 0.029448 | 0.033067 | 0.026745 | 0.023571 | 0.030407 | 0.034064 | 0.027687 | 0.024463 | 0.031371 | 0.035068 | 0.028633 | 0.026436 | 0.033413 | 0.037156 | 0.030676 | 0.027408 | 0.034443 | 0.038218 | 0.031695 | 0.028388 | 0.035479 | 0.039287 | 0.032721 | 0.029549 | 0.036628 | 0.040434 | 0.033895 | 0.030265 | 0.037572 | 0.041498 | 0.034746 | 0.031756 | 0.038911 | 0.042763 | 0.03618 | 0.03324 | 0.040259 | 0.044044 | 0.037614 | 0.034695 | 0.041613 | 0.045349 | 0.039038 | 0.03612 | 0.042959 | 0.04666 | 0.040444 | 0.037549 | 0.044339 | 0.048018 | 0.04187 | 0.039044 | 0.045752 | 0.049393 | 0.043345 | 0.040165 | 0.046818 | 0.050434 | 0.044456 | 0.041325 | 0.047911 | 0.051497 | 0.045599 | 0.042483 | 0.049017 | 0.052578 | 0.046749 | 0.043658 | 0.050136 | 0.053673 | 0.047913 | 0.044799 | 0.051217 | 0.054727 | 0.049041 | 0.045953 | 0.052314 | 0.055797 | 0.050184 | 0.047108 | 0.05341 | 0.056868 | 0.051327
Gen ($/Annual kWh) | INDUSTRIAL | 8 = Industrial Indoor Lighting | All | Gen:INDUSTRIAL:8 = Industrial Indoor Lighting:All | Interior Lighting | 0.017165 | 0.025838 | 0.03031 | 0.022039 | 0.018366 | 0.028124 | 0.033158 | 0.023842 | 0.019259 | 0.030075 | 0.03566 | 0.025319 | 0.0208 | 0.032753 | 0.038927 | 0.027492 | 0.021606 | 0.034607 | 0.041326 | 0.028876 | 0.022461 | 0.035677 | 0.042504 | 0.029855 | 0.023316 | 0.036754 | 0.043693 | 0.030838 | 0.02517 | 0.038943 | 0.046052 | 0.032888 | 0.026103 | 0.040088 | 0.047303 | 0.033944 | 0.027045 | 0.041239 | 0.048561 | 0.035008 | 0.028162 | 0.042493 | 0.049881 | 0.036208 | 0.028848 | 0.043599 | 0.051205 | 0.037128 | 0.030284 | 0.045016 | 0.052604 | 0.038566 | 0.031715 | 0.046446 | 0.054029 | 0.040008 | 0.033116 | 0.047895 | 0.055497 | 0.041446 | 0.034489 | 0.049343 | 0.056979 | 0.042871 | 0.035865 | 0.050837 | 0.058528 | 0.044322 | 0.037305 | 0.052356 | 0.060082 | 0.045817 | 0.038382 | 0.053508 | 0.061269 | 0.046944 | 0.039496 | 0.054685 | 0.062474 | 0.048102 | 0.040609 | 0.05588 | 0.063708 | 0.049269 | 0.041737 | 0.05709 | 0.064956 | 0.050451 | 0.042833 | 0.058255 | 0.066154 | 0.051595 | 0.043942 | 0.059439 | 0.067373 | 0.052754 | 0.045052 | 0.060623 | 0.068591 | 0.053913
Gen ($/Annual kWh) | INDUSTRIAL | 9 = Industrial Outdoor Lighting | All | Gen:INDUSTRIAL:9 = Industrial Outdoor Lighting:All | Exterior Lighting | 0.017143 | 0.019436 | 0.020774 | 0.018726 | 0.018332 | 0.020973 | 0.022503 | 0.020126 | 0.019219 | 0.022222 | 0.023947 | 0.021226 | 0.020793 | 0.024176 | 0.026113 | 0.023035 | 0.021584 | 0.025326 | 0.027455 | 0.024035 | 0.022427 | 0.026205 | 0.028359 | 0.024914 | 0.02327 | 0.027087 | 0.029269 | 0.025794 | 0.02517 | 0.029052 | 0.031283 | 0.027765 | 0.026088 | 0.029999 | 0.032253 | 0.028717 | 0.027014 | 0.030953 | 0.033229 | 0.029676 | 0.028109 | 0.032034 | 0.034311 | 0.030785 | 0.028789 | 0.03285 | 0.035203 | 0.031551 | 0.030193 | 0.03415 | 0.03646 | 0.032927 | 0.031591 | 0.035453 | 0.037726 | 0.034302 | 0.032961 | 0.036752 | 0.038998 | 0.035661 | 0.034305 | 0.038037 | 0.040264 | 0.037 | 0.035652 | 0.039344 | 0.041561 | 0.038352 | 0.037061 | 0.040694 | 0.042891 | 0.039757 | 0.03812 | 0.041706 | 0.043888 | 0.040813 | 0.039215 | 0.042747 | 0.04491 | 0.041901 | 0.04031 | 0.043796 | 0.045943 | 0.042993 | 0.04142 | 0.044858 | 0.04699 | 0.0441 | 0.042497 | 0.045886 | 0.048001 | 0.045173 | 0.043588 | 0.046928 | 0.049026 | 0.04626 | 0.044679 | 0.04797 | 0.050052 | 0.047346
Gen ($/Annual kWh) | INDUSTRIAL | 10 = Industrial HVAC | All | Gen:INDUSTRIAL:10 = Industrial HVAC:All | Space Cooling | 0.015149 | 0.02367 | 0.02813 | 0.019928 | 0.016204 | 0.025685 | 0.030648 | 0.021515 | 0.01699 | 0.02738 | 0.032818 | 0.022802 | 0.018366 | 0.029817 | 0.035809 | 0.024767 | 0.019071 | 0.03141 | 0.037866 | 0.025961 | 0.01982 | 0.032421 | 0.039013 | 0.026859 | 0.02057 | 0.033438 | 0.04017 | 0.027761 | 0.022228 | 0.035591 | 0.042583 | 0.029701 | 0.023046 | 0.036675 | 0.043807 | 0.030672 | 0.02387 | 0.037767 | 0.045038 | 0.031648 | 0.024847 | 0.038972 | 0.046363 | 0.032759 | 0.025449 | 0.03998 | 0.047582 | 0.033586 | 0.026703 | 0.041373 | 0.049048 | 0.034928 | 0.027952 | 0.042776 | 0.050533 | 0.036273 | 0.029175 | 0.044188 | 0.052044 | 0.03761 | 0.030374 | 0.045595 | 0.05356 | 0.038934 | 0.031576 | 0.047038 | 0.055129 | 0.040278 | 0.032833 | 0.048514 | 0.05672 | 0.041667 | 0.033776 | 0.049628 | 0.057924 | 0.042712 | 0.034752 | 0.05077 | 0.059152 | 0.043788 | 0.035726 | 0.051925 | 0.060403 | 0.04487 | 0.036714 | 0.053095 | 0.061668 | 0.045967 | 0.037674 | 0.054224 | 0.062886 | 0.047028 | 0.038645 | 0.05537 | 0.064124 | 0.048104 | 0.039616 | 0.056515 | 0.065361 | 0.04918
Gen ($/Annual kWh) | INDUSTRIAL | 11 = Industrial Process | All | Gen:INDUSTRIAL:11 = Industrial Process:All | Process | 0.017513 | 0.0231 | 0.026028 | 0.020771 | 0.018735 | 0.025067 | 0.028383 | 0.022413 | 0.019644 | 0.026719 | 0.030424 | 0.023737 | 0.021229 | 0.029085 | 0.0332 | 0.025766 | 0.022046 | 0.03064 | 0.035139 | 0.026994 | 0.022914 | 0.031627 | 0.036189 | 0.027937 | 0.023783 | 0.032621 | 0.037248 | 0.028885 | 0.025691 | 0.03471 | 0.039433 | 0.030913 | 0.026639 | 0.035771 | 0.040553 | 0.031933 | 0.027594 | 0.036838 | 0.041678 | 0.032961 | 0.028727 | 0.038018 | 0.042883 | 0.034133 | 0.029425 | 0.039 | 0.044013 | 0.034993 | 0.03088 | 0.040367 | 0.045334 | 0.036418 | 0.032328 | 0.041744 | 0.046673 | 0.037845 | 0.033748 | 0.043129 | 0.04804 | 0.039263 | 0.035139 | 0.044508 | 0.049413 | 0.040664 | 0.036533 | 0.045922 | 0.050837 | 0.042086 | 0.037992 | 0.047369 | 0.052277 | 0.043556 | 0.039085 | 0.048461 | 0.053369 | 0.044662 | 0.040216 | 0.04958 | 0.054483 | 0.045801 | 0.041346 | 0.050713 | 0.055617 | 0.046947 | 0.042491 | 0.05186 | 0.056766 | 0.048107 | 0.043603 | 0.052967 | 0.05787 | 0.049231 | 0.044729 | 0.05409 | 0.058993 | 0.050369 | 0.045854 | 0.055214 | 0.060115 | 0.051508
Gen ($/Annual kWh) | INDUSTRIAL | 12 = Industrial Motors | All | Gen:INDUSTRIAL:12 = Industrial Motors:All | Motors | 0.016873 | 0.022487 | 0.025476 | 0.020178 | 0.018048 | 0.024381 | 0.027749 | 0.02176 | 0.018922 | 0.025966 | 0.029708 | 0.023034 | 0.020458 | 0.028269 | 0.032416 | 0.025008 | 0.021242 | 0.029755 | 0.03427 | 0.026184 | 0.022076 | 0.030723 | 0.035312 | 0.027103 | 0.02291 | 0.031698 | 0.036362 | 0.028026 | 0.02476 | 0.033772 | 0.038559 | 0.030023 | 0.02567 | 0.034812 | 0.039671 | 0.031017 | 0.026587 | 0.035859 | 0.040788 | 0.032018 | 0.027673 | 0.037021 | 0.041991 | 0.033161 | 0.028344 | 0.037975 | 0.043096 | 0.033995 | 0.029738 | 0.039327 | 0.04443 | 0.035387 | 0.031127 | 0.040688 | 0.04578 | 0.036781 | 0.032487 | 0.042055 | 0.047155 | 0.038165 | 0.03382 | 0.043416 | 0.048533 | 0.039532 | 0.035157 | 0.044809 | 0.049959 | 0.040919 | 0.036556 | 0.046236 | 0.051406 | 0.042354 | 0.037605 | 0.047313 | 0.0525 | 0.043434 | 0.03869 | 0.048417 | 0.053617 | 0.044546 | 0.039774 | 0.049533 | 0.054754 | 0.045664 | 0.040873 | 0.050663 | 0.055904 | 0.046797 | 0.04194 | 0.051755 | 0.057011 | 0.047894 | 0.043021 | 0.052862 | 0.058136 | 0.049005 | 0.044101 | 0.053969 | 0.059261 | 0.050117
Gen ($/Annual kWh) | INDUSTRIAL | 13 = Industrial Refrigeration | All | Gen:INDUSTRIAL:13 = Industrial Refrigeration:All | Refrigeration | 0.016699 | 0.024626 | 0.028803 | 0.021266 | 0.017863 | 0.026774 | 0.031467 | 0.022983 | 0.01873 | 0.028598 | 0.033794 | 0.024384 | 0.020244 | 0.031146 | 0.036885 | 0.026482 | 0.021022 | 0.032872 | 0.039108 | 0.027788 | 0.021849 | 0.033902 | 0.040246 | 0.028738 | 0.022677 | 0.034939 | 0.041393 | 0.029691 | 0.0245 | 0.037084 | 0.04371 | 0.031715 | 0.025402 | 0.038188 | 0.04492 | 0.03274 | 0.026312 | 0.039298 | 0.046137 | 0.033772 | 0.027391 | 0.040513 | 0.047424 | 0.03494 | 0.028055 | 0.041565 | 0.048679 | 0.035825 | 0.029441 | 0.042949 | 0.050064 | 0.037229 | 0.03082 | 0.044345 | 0.051472 | 0.038638 | 0.032171 | 0.045756 | 0.052917 | 0.040041 | 0.033495 | 0.047165 | 0.054372 | 0.041431 | 0.034823 | 0.048615 | 0.055887 | 0.042844 | 0.036212 | 0.050093 | 0.057414 | 0.044302 | 0.037253 | 0.051212 | 0.058576 | 0.045401 | 0.03833 | 0.052357 | 0.059758 | 0.046531 | 0.039406 | 0.053518 | 0.060965 | 0.047669 | 0.040496 | 0.054693 | 0.062187 | 0.048822 | 0.041556 | 0.055827 | 0.06336 | 0.049937 | 0.042628 | 0.056977 | 0.064554 | 0.051068 | 0.0437 | 0.058128 | 0.065747 | 0.052199
Gen ($/Annual kWh) | AGRICULTURAL | 14 = Agricultural | All | Gen:AGRICULTURAL:14 = Agricultural:All | Other | 0.010481 | 0.026085 | 0.034156 | 0.018854 | 0.011211 | 0.028341 | 0.037203 | 0.020406 | 0.011754 | 0.030254 | 0.039826 | 0.021688 | 0.012706 | 0.032969 | 0.043454 | 0.023585 | 0.013194 | 0.034771 | 0.045939 | 0.024782 | 0.013712 | 0.03587 | 0.047337 | 0.025611 | 0.014231 | 0.036976 | 0.048745 | 0.026443 | 0.015377 | 0.039311 | 0.051691 | 0.028219 | 0.015943 | 0.040488 | 0.053183 | 0.029111 | 0.016514 | 0.041672 | 0.054683 | 0.030008 | 0.01719 | 0.042969 | 0.056299 | 0.031015 | 0.017607 | 0.044087 | 0.057779 | 0.031808 | 0.018475 | 0.045567 | 0.059572 | 0.033 | 0.019339 | 0.04706 | 0.061387 | 0.034198 | 0.020186 | 0.048567 | 0.063234 | 0.035397 | 0.021016 | 0.050073 | 0.065085 | 0.036586 | 0.021848 | 0.051621 | 0.067001 | 0.037799 | 0.022718 | 0.053201 | 0.068945 | 0.039046 | 0.023371 | 0.054393 | 0.070414 | 0.039987 | 0.024046 | 0.055614 | 0.071915 | 0.040952 | 0.024721 | 0.056851 | 0.073441 | 0.041927 | 0.025404 | 0.058104 | 0.074987 | 0.042914 | 0.026068 | 0.059312 | 0.076474 | 0.043868 | 0.026741 | 0.060538 | 0.077985 | 0.044835 | 0.027413 | 0.061765 | 0.079496 | 0.045803
Gen ($/Annual kWh) | COMMERCIAL | 17 = Commercial EMS | All | Gen:COMMERCIAL:17 = Commercial EMS:All | Other | 0.017415 | 0.024637 | 0.028399 | 0.021558 | 0.018631 | 0.026785 | 0.031033 | 0.023297 | 0.019535 | 0.028609 | 0.033337 | 0.024712 | 0.021107 | 0.031151 | 0.036386 | 0.026831 | 0.021921 | 0.032878 | 0.038588 | 0.028152 | 0.022786 | 0.03391 | 0.039706 | 0.029117 | 0.023652 | 0.034949 | 0.040835 | 0.030087 | 0.025542 | 0.037089 | 0.043105 | 0.032135 | 0.026486 | 0.038195 | 0.044294 | 0.033178 | 0.027438 | 0.039308 | 0.04549 | 0.034228 | 0.028568 | 0.040527 | 0.046754 | 0.035419 | 0.029262 | 0.041579 | 0.047992 | 0.036316 | 0.030714 | 0.042969 | 0.049348 | 0.037751 | 0.032158 | 0.044372 | 0.050727 | 0.03919 | 0.033574 | 0.045789 | 0.052143 | 0.040622 | 0.034961 | 0.047203 | 0.05357 | 0.04204 | 0.036351 | 0.048658 | 0.055057 | 0.043482 | 0.037806 | 0.050142 | 0.056554 | 0.044969 | 0.038896 | 0.051265 | 0.057693 | 0.04609 | 0.040022 | 0.052414 | 0.058853 | 0.047242 | 0.041148 | 0.053579 | 0.060037 | 0.048403 | 0.042289 | 0.054759 | 0.061236 | 0.049578 | 0.043398 | 0.055896 | 0.062387 | 0.050716 | 0.044519 | 0.057051 | 0.063558 | 0.051869 | 0.045641 | 0.058205 | 0.064729 | 0.053022
Gen ($/Annual kWh) | INDUSTRIAL | 18 = Industrial EMS | All | Gen:INDUSTRIAL:18 = Industrial EMS:All | Other | 0.017261 | 0.022734 | 0.025638 | 0.020494 | 0.018463 | 0.024659 | 0.027943 | 0.022107 | 0.019358 | 0.026273 | 0.029935 | 0.023405 | 0.020926 | 0.028601 | 0.032664 | 0.025409 | 0.021729 | 0.030117 | 0.034554 | 0.026611 | 0.022583 | 0.031092 | 0.035595 | 0.027543 | 0.023438 | 0.032074 | 0.036644 | 0.028479 | 0.025326 | 0.03415 | 0.038824 | 0.030496 | 0.026258 | 0.035198 | 0.039935 | 0.031504 | 0.027197 | 0.036252 | 0.041051 | 0.032519 | 0.028311 | 0.03742 | 0.042249 | 0.033678 | 0.028997 | 0.038386 | 0.043362 | 0.034525 | 0.030426 | 0.039742 | 0.044683 | 0.035936 | 0.031849 | 0.041108 | 0.046022 | 0.037348 | 0.033244 | 0.04248 | 0.047386 | 0.038751 | 0.03461 | 0.043847 | 0.048755 | 0.040137 | 0.03598 | 0.045247 | 0.050174 | 0.041543 | 0.037413 | 0.046681 | 0.051611 | 0.042998 | 0.038488 | 0.047763 | 0.052699 | 0.044092 | 0.0396 | 0.048871 | 0.053809 | 0.045219 | 0.04071 | 0.049993 | 0.054939 | 0.046352 | 0.041836 | 0.051129 | 0.056084 | 0.047501 | 0.04293 | 0.052226 | 0.057184 | 0.048612 | 0.044037 | 0.053339 | 0.058303 | 0.049739 | 0.045143 | 0.054451 | 0.059421 | 0.050866
Gen ($/Annual kWh) | AGRICULTURAL | 19= Agricultural EMS | All | Gen:AGRICULTURAL:19= Agricultural EMS:All | Other | 0.010481 | 0.026085 | 0.034156 | 0.018854 | 0.011211 | 0.028341 | 0.037203 | 0.020406 | 0.011754 | 0.030254 | 0.039826 | 0.021688 | 0.012706 | 0.032969 | 0.043454 | 0.023585 | 0.013194 | 0.034771 | 0.045939 | 0.024782 | 0.013712 | 0.03587 | 0.047337 | 0.025611 | 0.014231 | 0.036976 | 0.048745 | 0.026443 | 0.015377 | 0.039311 | 0.051691 | 0.028219 | 0.015943 | 0.040488 | 0.053183 | 0.029111 | 0.016514 | 0.041672 | 0.054683 | 0.030008 | 0.01719 | 0.042969 | 0.056299 | 0.031015 | 0.017607 | 0.044087 | 0.057779 | 0.031808 | 0.018475 | 0.045567 | 0.059572 | 0.033 | 0.019339 | 0.04706 | 0.061387 | 0.034198 | 0.020186 | 0.048567 | 0.063234 | 0.035397 | 0.021016 | 0.050073 | 0.065085 | 0.036586 | 0.021848 | 0.051621 | 0.067001 | 0.037799 | 0.022718 | 0.053201 | 0.068945 | 0.039046 | 0.023371 | 0.054393 | 0.070414 | 0.039987 | 0.024046 | 0.055614 | 0.071915 | 0.040952 | 0.024721 | 0.056851 | 0.073441 | 0.041927 | 0.025404 | 0.058104 | 0.074987 | 0.042914 | 0.026068 | 0.059312 | 0.076474 | 0.043868 | 0.026741 | 0.060538 | 0.077985 | 0.044835 | 0.027413 | 0.061765 | 0.079496 | 0.045803
T&D ($/peak kW) | COMMERCIAL | 1 = Commercial Indoor Lighting | 1 | TD:COMMERCIAL:1 = Commercial Indoor Lighting:1 |  | 0 | 28.0468 | 42.7259 | 15.3285 | 0 | 28.6078 | 43.5804 | 15.635 | 0 | 29.1799 | 44.4521 | 15.9477 | 0 | 29.7635 | 45.3411 | 16.2667 | 0 | 30.3588 | 46.2479 | 16.592 | 0 | 30.966 | 47.1729 | 16.9239 | 0 | 31.5853 | 48.1163 | 17.2623 | 0 | 32.217 | 49.0787 | 17.6076 | 0 | 32.8613 | 50.0602 | 17.9597 | 0 | 33.5185 | 51.0614 | 18.3189 | 0 | 34.1889 | 52.0827 | 18.6853 | 0 | 34.8727 | 53.1243 | 19.059 | 0 | 35.5702 | 54.1868 | 19.4402 | 0 | 36.2816 | 55.2705 | 19.829 | 0 | 37.0072 | 56.376 | 20.2256 | 0 | 37.7473 | 57.5035 | 20.6301 | 0 | 38.5023 | 58.6535 | 21.0427 | 0 | 39.2723 | 59.8266 | 21.4635 | 0 | 40.0578 | 61.0231 | 21.8928 | 0 | 40.8589 | 62.2436 | 22.3307 | 0 | 41.6761 | 63.4885 | 22.7773 | 0 | 42.5096 | 64.7583 | 23.2328 | 0 | 43.3028 | 65.9666 | 23.6663 | 0 | 44.1121 | 67.1995 | 24.1087 | 0 | 44.9214 | 68.4323 | 24.551
T&D ($/peak kW) | COMMERCIAL | 1 = Commercial Indoor Lighting | 2 | TD:COMMERCIAL:1 = Commercial Indoor Lighting:2 |  | 0 | 30.2519 | 46.0981 | 16.5665 | 0 | 30.8569 | 47.0201 | 16.8978 | 0 | 31.4741 | 47.9605 | 17.2358 | 0 | 32.1035 | 48.9197 | 17.5805 | 0 | 32.7456 | 49.8981 | 17.9321 | 0 | 33.4005 | 50.896 | 18.2908 | 0 | 34.0685 | 51.914 | 18.6566 | 0 | 34.7499 | 52.9522 | 19.0297 | 0 | 35.4449 | 54.0113 | 19.4103 | 0 | 36.1538 | 55.0915 | 19.7985 | 0 | 36.8769 | 56.1933 | 20.1945 | 0 | 37.6144 | 57.3172 | 20.5984 | 0 | 38.3667 | 58.4636 | 21.0103 | 0 | 39.134 | 59.6328 | 21.4305 | 0 | 39.9167 | 60.8255 | 21.8592 | 0 | 40.7151 | 62.042 | 22.2963 | 0 | 41.5294 | 63.2828 | 22.7423 | 0 | 42.3599 | 64.5485 | 23.1971 | 0 | 43.2071 | 65.8395 | 23.6611 | 0 | 44.0713 | 67.1562 | 24.1343 | 0 | 44.9527 | 68.4994 | 24.617 | 0 | 45.8518 | 69.8694 | 25.1093 | 0 | 46.7073 | 71.1731 | 25.5778 | 0 | 47.5803 | 72.5032 | 26.0559 | 0 | 48.4532 | 73.8334 | 26.5339
T&D ($/peak kW) | COMMERCIAL | 1 = Commercial Indoor Lighting | 3A | TD:COMMERCIAL:1 = Commercial Indoor Lighting:3A |  | 0 | 21.269 | 32.4099 | 11.6473 | 0 | 21.6944 | 33.0581 | 11.8803 | 0 | 22.1283 | 33.7193 | 12.1179 | 0 | 22.5709 | 34.3937 | 12.3602 | 0 | 23.0223 | 35.0816 | 12.6074 | 0 | 23.4827 | 35.7832 | 12.8596 | 0 | 23.9524 | 36.4989 | 13.1168 | 0 | 24.4314 | 37.2288 | 13.3791 | 0 | 24.9201 | 37.9734 | 13.6467 | 0 | 25.4185 | 38.7329 | 13.9196 | 0 | 25.9268 | 39.5075 | 14.198 | 0 | 26.4454 | 40.2977 | 14.482 | 0 | 26.9743 | 41.1036 | 14.7716 | 0 | 27.5138 | 41.9257 | 15.0671 | 0 | 28.064 | 42.7642 | 15.3684 | 0 | 28.6253 | 43.6195 | 15.6758 | 0 | 29.1978 | 44.4919 | 15.9893 | 0 | 29.7818 | 45.3817 | 16.3091 | 0 | 30.3774 | 46.2894 | 16.6352 | 0 | 30.985 | 47.2152 | 16.968 | 0 | 31.6047 | 48.1595 | 17.3073 | 0 | 32.2367 | 49.1227 | 17.6535 | 0 | 32.8383 | 50.0393 | 17.9829 | 0 | 33.452 | 50.9745 | 18.3189 | 0 | 34.0657 | 51.9096 | 18.655
T&D ($/peak kW) | COMMERCIAL | 1 = Commercial Indoor Lighting | 3B | TD:COMMERCIAL:1 = Commercial Indoor Lighting:3B |  | 0 | 21.7446 | 33.1347 | 11.9078 | 0 | 22.1795 | 33.7973 | 12.1459 | 0 | 22.6231 | 34.4733 | 12.3888 | 0 | 23.0756 | 35.1628 | 12.6366 | 0 | 23.5371 | 35.866 | 12.8893 | 0 | 24.0078 | 36.5833 | 13.1471 | 0 | 24.488 | 37.315 | 13.4101 | 0 | 24.9777 | 38.0613 | 13.6783 | 0 | 25.4773 | 38.8225 | 13.9518 | 0 | 25.9868 | 39.599 | 14.2309 | 0 | 26.5066 | 40.391 | 14.5155 | 0 | 27.0367 | 41.1988 | 14.8058 | 0 | 27.5774 | 42.0228 | 15.1019 | 0 | 28.129 | 42.8632 | 15.404 | 0 | 28.6916 | 43.7205 | 15.712 | 0 | 29.2654 | 44.5949 | 16.0263 | 0 | 29.8507 | 45.4868 | 16.3468 | 0 | 30.4477 | 46.3965 | 16.6737 | 0 | 31.0567 | 47.3244 | 17.0072 | 0 | 31.6778 | 48.2709 | 17.3474 | 0 | 32.3114 | 49.2364 | 17.6943 | 0 | 32.9576 | 50.2211 | 18.0482 | 0 | 33.5726 | 51.1582 | 18.385 | 0 | 34.2 | 52.1143 | 18.7286 | 0 | 34.8274 | 53.0704 | 19.0722
T&D ($/peak kW) | COMMERCIAL | 1 = Commercial Indoor Lighting | 4 | TD:COMMERCIAL:1 = Commercial Indoor Lighting:4 |  | 0 | 25.4076 | 38.7164 | 13.9137 | 0 | 25.9158 | 39.4907 | 14.192 | 0 | 26.4341 | 40.2805 | 14.4758 | 0 | 26.9628 | 41.0861 | 14.7653 | 0 | 27.502 | 41.9078 | 15.0606 | 0 | 28.0521 | 42.746 | 15.3618 | 0 | 28.6131 | 43.6009 | 15.6691 | 0 | 29.1854 | 44.4729 | 15.9825 | 0 | 29.7691 | 45.3624 | 16.3021 | 0 | 30.3644 | 46.2696 | 16.6282 | 0 | 30.9717 | 47.195 | 16.9607 | 0 | 31.5912 | 48.1389 | 17.2999 | 0 | 32.223 | 49.1017 | 17.6459 | 0 | 32.8675 | 50.0837 | 17.9988 | 0 | 33.5248 | 51.0854 | 18.3588 | 0 | 34.1953 | 52.1071 | 18.726 | 0 | 34.8792 | 53.1493 | 19.1005 | 0 | 35.5768 | 54.2123 | 19.4825 | 0 | 36.2883 | 55.2965 | 19.8722 | 0 | 37.0141 | 56.4024 | 20.2696 | 0 | 37.7544 | 57.5305 | 20.675 | 0 | 38.5095 | 58.6811 | 21.0885 | 0 | 39.228 | 59.776 | 21.482 | 0 | 39.9612 | 60.8932 | 21.8835 | 0 | 40.6943 | 62.0104 | 22.285
T&D ($/peak kW) | COMMERCIAL | 1 = Commercial Indoor Lighting | 5 | TD:COMMERCIAL:1 = Commercial Indoor Lighting:5 |  | 0 | 39.7989 | 60.6433 | 21.7881 | 0 | 40.5949 | 61.8562 | 22.2238 | 0 | 41.4067 | 63.0933 | 22.6683 | 0 | 42.2349 | 64.3552 | 23.1217 | 0 | 43.0796 | 65.6423 | 23.5841 | 0 | 43.9412 | 66.9551 | 24.0558 | 0 | 44.82 | 68.2942 | 24.5369 | 0 | 45.7164 | 69.6601 | 25.0276 | 0 | 46.6307 | 71.0533 | 25.5282 | 0 | 47.5633 | 72.4744 | 26.0388 | 0 | 48.5146 | 73.9239 | 26.5595 | 0 | 49.4849 | 75.4023 | 27.0907 | 0 | 50.4746 | 76.9104 | 27.6325 | 0 | 51.4841 | 78.4486 | 28.1852 | 0 | 52.5138 | 80.0176 | 28.7489 | 0 | 53.564 | 81.6179 | 29.3239 | 0 | 54.6353 | 83.2503 | 29.9103 | 0 | 55.728 | 84.9153 | 30.5086 | 0 | 56.8426 | 86.6136 | 31.1187 | 0 | 57.9794 | 88.3458 | 31.7411 | 0 | 59.139 | 90.1128 | 32.3759 | 0 | 60.3218 | 91.915 | 33.0234 | 0 | 61.4474 | 93.6301 | 33.6396 | 0 | 62.5958 | 95.38 | 34.2683 | 0 | 63.7442 | 97.1298 | 34.897
T&D ($/peak kW) | COMMERCIAL | 1 = Commercial Indoor Lighting | 11 | TD:COMMERCIAL:1 = Commercial Indoor Lighting:11 |  | 0 | 31.7888 | 48.44 | 17.4081 | 0 | 32.4245 | 49.4088 | 17.7563 | 0 | 33.073 | 50.397 | 18.1114 | 0 | 33.7345 | 51.4049 | 18.4737 | 0 | 34.4092 | 52.433 | 18.8431 | 0 | 35.0974 | 53.4817 | 19.22 | 0 | 35.7993 | 54.5513 | 19.6044 | 0 | 36.5153 | 55.6424 | 19.9965 | 0 | 37.2456 | 56.7552 | 20.3964 | 0 | 37.9905 | 57.8903 | 20.8043 | 0 | 38.7503 | 59.0481 | 21.2204 | 0 | 39.5253 | 60.2291 | 21.6448 | 0 | 40.3158 | 61.4337 | 22.0777 | 0 | 41.1222 | 62.6623 | 22.5193 | 0 | 41.9446 | 63.9156 | 22.9697 | 0 | 42.7835 | 65.1939 | 23.4291 | 0 | 43.6392 | 66.4978 | 23.8976 | 0 | 44.512 | 67.8277 | 24.3756 | 0 | 45.4022 | 69.1843 | 24.8631 | 0 | 46.3102 | 70.568 | 25.3604 | 0 | 47.2364 | 71.9793 | 25.8676 | 0 | 48.1812 | 73.4189 | 26.3849 | 0 | 49.0802 | 74.7889 | 26.8773 | 0 | 49.9975 | 76.1866 | 27.3796 | 0 | 50.9147 | 77.5844 | 27.8819
T&D ($/peak kW) | COMMERCIAL | 1 = Commercial Indoor Lighting | 12 | TD:COMMERCIAL:1 = Commercial Indoor Lighting:12 |  | 0 | 29.1106 | 44.3591 | 15.9415 | 0 | 29.6929 | 45.2463 | 16.2604 | 0 | 30.2867 | 46.1512 | 16.5856 | 0 | 30.8925 | 47.0742 | 16.9173 | 0 | 31.5103 | 48.0157 | 17.2556 | 0 | 32.1405 | 48.976 | 17.6008 | 0 | 32.7833 | 49.9555 | 17.9528 | 0 | 33.439 | 50.9546 | 18.3118 | 0 | 34.1078 | 51.9737 | 18.6781 | 0 | 34.7899 | 53.0132 | 19.0516 | 0 | 35.4857 | 54.0735 | 19.4327 | 0 | 36.1954 | 55.1549 | 19.8213 | 0 | 36.9193 | 56.258 | 20.2177 | 0 | 37.6577 | 57.3832 | 20.6221 | 0 | 38.4109 | 58.5309 | 21.0345 | 0 | 39.1791 | 59.7015 | 21.4552 | 0 | 39.9627 | 60.8955 | 21.8843 | 0 | 40.7619 | 62.1134 | 22.322 | 0 | 41.5772 | 63.3557 | 22.7685 | 0 | 42.4087 | 64.6228 | 23.2238 | 0 | 43.2569 | 65.9153 | 23.6883 | 0 | 44.122 | 67.2336 | 24.1621 | 0 | 44.9453 | 68.4881 | 24.6129 | 0 | 45.7853 | 69.7681 | 25.0729 | 0 | 46.6253 | 71.0481 | 25.5329
T&D ($/peak kW) | COMMERCIAL | 1 = Commercial Indoor Lighting | 13 | TD:COMMERCIAL:1 = Commercial Indoor Lighting:13 |  | 0 | 26.2687 | 40.0285 | 14.3852 | 0 | 26.7941 | 40.829 | 14.6729 | 0 | 27.3299 | 41.6456 | 14.9664 | 0 | 27.8765 | 42.4785 | 15.2657 | 0 | 28.4341 | 43.3281 | 15.571 | 0 | 29.0027 | 44.1947 | 15.8825 | 0 | 29.5828 | 45.0785 | 16.2001 | 0 | 30.1745 | 45.9801 | 16.5241 | 0 | 30.7779 | 46.8997 | 16.8546 | 0 | 31.3935 | 47.8377 | 17.1917 | 0 | 32.0214 | 48.7945 | 17.5355 | 0 | 32.6618 | 49.7704 | 17.8862 | 0 | 33.315 | 50.7658 | 18.2439 | 0 | 33.9813 | 51.7811 | 18.6088 | 0 | 34.661 | 52.8167 | 18.981 | 0 | 35.3542 | 53.873 | 19.3606 | 0 | 36.0613 | 54.9505 | 19.7478 | 0 | 36.7825 | 56.0495 | 20.1428 | 0 | 37.5181 | 57.1705 | 20.5456 | 0 | 38.2685 | 58.3139 | 20.9566 | 0 | 39.0339 | 59.4802 | 21.3757 | 0 | 39.8146 | 60.6698 | 21.8032 | 0 | 40.5575 | 61.8019 | 22.21 | 0 | 41.3155 | 62.9569 | 22.6251 | 0 | 42.0734 | 64.1119 | 23.0402
T&D ($/peak kW) | COMMERCIAL | 1 = Commercial Indoor Lighting | 16 | TD:COMMERCIAL:1 = Commercial Indoor Lighting:16 |  | 0 | 24.0374 | 36.6217 | 13.1462 | 0 | 24.5182 | 37.3541 | 13.4091 | 0 | 25.0086 | 38.1012 | 13.6773 | 0 | 25.5087 | 38.8632 | 13.9509 | 0 | 26.0189 | 39.6405 | 14.2299 | 0 | 26.5393 | 40.4333 | 14.5145 | 0 | 27.0701 | 41.242 | 14.8048 | 0 | 27.6115 | 42.0668 | 15.1009 | 0 | 28.1637 | 42.9082 | 15.4029 | 0 | 28.727 | 43.7663 | 15.711 | 0 | 29.3015 | 44.6417 | 16.0252 | 0 | 29.8875 | 45.5345 | 16.3457 | 0 | 30.4853 | 46.4452 | 16.6726 | 0 | 31.095 | 47.3741 | 17.006 | 0 | 31.7169 | 48.3216 | 17.3462 | 0 | 32.3512 | 49.288 | 17.6931 | 0 | 32.9983 | 50.2738 | 18.0469 | 0 | 33.6582 | 51.2792 | 18.4079 | 0 | 34.3314 | 52.3048 | 18.776 | 0 | 35.018 | 53.3509 | 19.1516 | 0 | 35.7184 | 54.4179 | 19.5346 | 0 | 36.4328 | 55.5063 | 19.9253 | 0 | 37.1126 | 56.542 | 20.2971 | 0 | 37.8062 | 57.5987 | 20.6764 | 0 | 38.4998 | 58.6554 | 21.0558
T&D ($/peak kW) | COMMERCIAL | 1 = Commercial Indoor Lighting | SYSTEM | TD:COMMERCIAL:1 = Commercial Indoor Lighting:SYSTEM |  | 0 | 21.269 | 32.4099 | 11.6473 | 0 | 21.6944 | 33.0581 | 11.8803 | 0 | 22.1283 | 33.7193 | 12.1179 | 0 | 22.5709 | 34.3937 | 12.3602 | 0 | 23.0223 | 35.0816 | 12.6074 | 0 | 23.4827 | 35.7832 | 12.8596 | 0 | 23.9524 | 36.4989 | 13.1168 | 0 | 24.4314 | 37.2288 | 13.3791 | 0 | 24.9201 | 37.9734 | 13.6467 | 0 | 25.4185 | 38.7329 | 13.9196 | 0 | 25.9268 | 39.5075 | 14.198 | 0 | 26.4454 | 40.2977 | 14.482 | 0 | 26.9743 | 41.1036 | 14.7716 | 0 | 27.5138 | 41.9257 | 15.0671 | 0 | 28.064 | 42.7642 | 15.3684 | 0 | 28.6253 | 43.6195 | 15.6758 | 0 | 29.1978 | 44.4919 | 15.9893 | 0 | 29.7818 | 45.3817 | 16.3091 | 0 | 30.3774 | 46.2894 | 16.6352 | 0 | 30.985 | 47.2152 | 16.968 | 0 | 31.6047 | 48.1595 | 17.3073 | 0 | 32.2367 | 49.1227 | 17.6535 | 0 | 32.8383 | 50.0393 | 17.9829 | 0 | 33.452 | 50.9745 | 18.3189 | 0 | 34.0657 | 51.9096 | 18.655
T&D ($/peak kW) | COMMERCIAL | 2 = Commercial Outdoor Lighting | 1 | TD:COMMERCIAL:2 = Commercial Outdoor Lighting:1 |  | 0 | 40.0828 | 61.0363 | 21.8433 | 0 | 40.8845 | 62.257 | 22.2802 | 0 | 41.7021 | 63.5021 | 22.7258 | 0 | 42.5362 | 64.7722 | 23.1803 | 0 | 43.3869 | 66.0676 | 23.6439 | 0 | 44.2547 | 67.389 | 24.1168 | 0 | 45.1397 | 68.7367 | 24.5991 | 0 | 46.0425 | 70.1115 | 25.0911 | 0 | 46.9634 | 71.5137 | 25.5929 | 0 | 47.9027 | 72.944 | 26.1048 | 0 | 48.8607 | 74.4029 | 26.6269 | 0 | 49.8379 | 75.8909 | 27.1594 | 0 | 50.8347 | 77.4087 | 27.7026 | 0 | 51.8514 | 78.9569 | 28.2567 | 0 | 52.8884 | 80.5361 | 28.8218 | 0 | 53.9462 | 82.1468 | 29.3982 | 0 | 55.0251 | 83.7897 | 29.9862 | 0 | 56.1256 | 85.4655 | 30.5859 | 0 | 57.2481 | 87.1748 | 31.1976 | 0 | 58.3931 | 88.9183 | 31.8216 | 0 | 59.5609 | 90.6967 | 32.458 | 0 | 60.7522 | 92.5106 | 33.1072 | 0 | 61.8858 | 94.2368 | 33.7249 | 0 | 63.0424 | 95.998 | 34.3552 | 0 | 64.1989 | 97.7592 | 34.9855
T&D ($/peak kW) | COMMERCIAL | 2 = Commercial Outdoor Lighting | 2 | TD:COMMERCIAL:2 = Commercial Outdoor Lighting:2 |  | 0 | 35.904 | 54.7108 | 19.6617 | 0 | 36.622 | 55.805 | 20.0549 | 0 | 37.3545 | 56.9211 | 20.456 | 0 | 38.1016 | 58.0595 | 20.8652 | 0 | 38.8636 | 59.2207 | 21.2825 | 0 | 39.6409 | 60.4052 | 21.7081 | 0 | 40.4337 | 61.6133 | 22.1423 | 0 | 41.2424 | 62.8455 | 22.5851 | 0 | 42.0672 | 64.1024 | 23.0368 | 0 | 42.9086 | 65.3845 | 23.4975 | 0 | 43.7667 | 66.6922 | 23.9675 | 0 | 44.6421 | 68.026 | 24.4468 | 0 | 45.5349 | 69.3865 | 24.9358 | 0 | 46.4456 | 70.7743 | 25.4345 | 0 | 47.3745 | 72.1898 | 25.9432 | 0 | 48.322 | 73.6335 | 26.4621 | 0 | 49.2885 | 75.1062 | 26.9913 | 0 | 50.2742 | 76.6083 | 27.5311 | 0 | 51.2797 | 78.1405 | 28.0817 | 0 | 52.3053 | 79.7033 | 28.6434 | 0 | 53.3514 | 81.2974 | 29.2162 | 0 | 54.4184 | 82.9233 | 29.8006 | 0 | 55.4339 | 84.4706 | 30.3566 | 0 | 56.4699 | 86.0493 | 30.924 | 0 | 57.5059 | 87.628 | 31.4913
T&D ($/peak kW) | COMMERCIAL | 2 = Commercial Outdoor Lighting | 3A | TD:COMMERCIAL:2 = Commercial Outdoor Lighting:3A |  | 0 | 22.7797 | 34.712 | 12.4746 | 0 | 23.2353 | 35.4062 | 12.7241 | 0 | 23.7 | 36.1143 | 12.9786 | 0 | 24.174 | 36.8366 | 13.2382 | 0 | 24.6575 | 37.5733 | 13.5029 | 0 | 25.1507 | 38.3248 | 13.773 | 0 | 25.6537 | 39.0913 | 14.0484 | 0 | 26.1667 | 39.8731 | 14.3294 | 0 | 26.6901 | 40.6706 | 14.616 | 0 | 27.2239 | 41.484 | 14.9083 | 0 | 27.7684 | 42.3137 | 15.2065 | 0 | 28.3237 | 43.16 | 15.5106 | 0 | 28.8902 | 44.0232 | 15.8208 | 0 | 29.468 | 44.9036 | 16.1372 | 0 | 30.0574 | 45.8017 | 16.46 | 0 | 30.6585 | 46.7177 | 16.7892 | 0 | 31.2717 | 47.6521 | 17.125 | 0 | 31.8971 | 48.6051 | 17.4675 | 0 | 32.5351 | 49.5772 | 17.8168 | 0 | 33.1858 | 50.5688 | 18.1731 | 0 | 33.8495 | 51.5801 | 18.5366 | 0 | 34.5265 | 52.6117 | 18.9073 | 0 | 35.1707 | 53.5934 | 19.2601 | 0 | 35.828 | 54.5951 | 19.6201 | 0 | 36.4853 | 55.5967 | 19.9801
T&D ($/peak kW) | COMMERCIAL | 2 = Commercial Outdoor Lighting | 3B | TD:COMMERCIAL:2 = Commercial Outdoor Lighting:3B |  | 0 | 23.2891 | 35.4881 | 12.7535 | 0 | 23.7549 | 36.1979 | 13.0086 | 0 | 24.23 | 36.9219 | 13.2688 | 0 | 24.7146 | 37.6603 | 13.5342 | 0 | 25.2089 | 38.4135 | 13.8049 | 0 | 25.713 | 39.1818 | 14.0809 | 0 | 26.2273 | 39.9654 | 14.3626 | 0 | 26.7518 | 40.7647 | 14.6498 | 0 | 27.2869 | 41.58 | 14.9428 | 0 | 27.8326 | 42.4116 | 15.2417 | 0 | 28.3893 | 43.2598 | 15.5465 | 0 | 28.9571 | 44.125 | 15.8574 | 0 | 29.5362 | 45.0075 | 16.1746 | 0 | 30.1269 | 45.9077 | 16.4981 | 0 | 30.7295 | 46.8258 | 16.828 | 0 | 31.344 | 47.7624 | 17.1646 | 0 | 31.9709 | 48.7176 | 17.5079 | 0 | 32.6103 | 49.692 | 17.858 | 0 | 33.2626 | 50.6858 | 18.2152 | 0 | 33.9278 | 51.6995 | 18.5795 | 0 | 34.6064 | 52.7335 | 18.9511 | 0 | 35.2985 | 53.7882 | 19.3301 | 0 | 35.9571 | 54.7918 | 19.6908 | 0 | 36.6291 | 55.8158 | 20.0588 | 0 | 37.3012 | 56.8399 | 20.4268
T&D ($/peak kW) | COMMERCIAL | 2 = Commercial Outdoor Lighting | 4 | TD:COMMERCIAL:2 = Commercial Outdoor Lighting:4 |  | 0 | 28.5019 | 43.4315 | 15.6082 | 0 | 29.072 | 44.3001 | 15.9204 | 0 | 29.6534 | 45.1861 | 16.2388 | 0 | 30.2465 | 46.0899 | 16.5635 | 0 | 30.8514 | 47.0117 | 16.8948 | 0 | 31.4684 | 47.9519 | 17.2327 | 0 | 32.0978 | 48.9109 | 17.5774 | 0 | 32.7398 | 49.8892 | 17.9289 | 0 | 33.3946 | 50.8869 | 18.2875 | 0 | 34.0624 | 51.9047 | 18.6532 | 0 | 34.7437 | 52.9428 | 19.0263 | 0 | 35.4386 | 54.0016 | 19.4068 | 0 | 36.1473 | 55.0817 | 19.795 | 0 | 36.8703 | 56.1833 | 20.1909 | 0 | 37.6077 | 57.307 | 20.5947 | 0 | 38.3598 | 58.4531 | 21.0066 | 0 | 39.127 | 59.6222 | 21.4267 | 0 | 39.9096 | 60.8146 | 21.8552 | 0 | 40.7078 | 62.0309 | 22.2924 | 0 | 41.5219 | 63.2715 | 22.7382 | 0 | 42.3524 | 64.5369 | 23.193 | 0 | 43.1994 | 65.8277 | 23.6568 | 0 | 44.0055 | 67.056 | 24.0982 | 0 | 44.8279 | 68.3092 | 24.5486 | 0 | 45.6503 | 69.5624 | 24.999
T&D ($/peak kW) | COMMERCIAL | 2 = Commercial Outdoor Lighting | 5 | TD:COMMERCIAL:2 = Commercial Outdoor Lighting:5 |  | 0 | 79.7212 | 121.4709 | 43.6339 | 0 | 81.3157 | 123.9003 | 44.5066 | 0 | 82.942 | 126.3783 | 45.3967 | 0 | 84.6008 | 128.9059 | 46.3047 | 0 | 86.2928 | 131.484 | 47.2307 | 0 | 88.0187 | 134.1137 | 48.1754 | 0 | 89.779 | 136.7959 | 49.1389 | 0 | 91.5746 | 139.5319 | 50.1216 | 0 | 93.4061 | 142.3225 | 51.1241 | 0 | 95.2742 | 145.1689 | 52.1466 | 0 | 97.1797 | 148.0723 | 53.1895 | 0 | 99.1233 | 151.0338 | 54.2533 | 0 | 101.1058 | 154.0544 | 55.3383 | 0 | 103.1279 | 157.1355 | 56.4451 | 0 | 105.1905 | 160.2782 | 57.574 | 0 | 107.2943 | 163.4838 | 58.7255 | 0 | 109.4402 | 166.7535 | 59.9 | 0 | 111.629 | 170.0885 | 61.098 | 0 | 113.8615 | 173.4903 | 62.32 | 0 | 116.1388 | 176.9601 | 63.5664 | 0 | 118.4615 | 180.4993 | 64.8377 | 0 | 120.8308 | 184.1093 | 66.1344 | 0 | 123.0854 | 187.5447 | 67.3685 | 0 | 125.3858 | 191.0497 | 68.6275 | 0 | 127.6861 | 194.5548 | 69.8866
T&D ($/peak kW) | COMMERCIAL | 2 = Commercial Outdoor Lighting | 11 | TD:COMMERCIAL:2 = Commercial Outdoor Lighting:11 |  | 0 | 34.4112 | 52.4362 | 18.8443 | 0 | 35.0995 | 53.4849 | 19.2211 | 0 | 35.8015 | 54.5546 | 19.6056 | 0 | 36.5175 | 55.6457 | 19.9977 | 0 | 37.2478 | 56.7586 | 20.3976 | 0 | 37.9928 | 57.8938 | 20.8056 | 0 | 38.7527 | 59.0517 | 21.2217 | 0 | 39.5277 | 60.2327 | 21.6461 | 0 | 40.3183 | 61.4374 | 22.079 | 0 | 41.1246 | 62.6661 | 22.5206 | 0 | 41.9471 | 63.9194 | 22.971 | 0 | 42.7861 | 65.1978 | 23.4305 | 0 | 43.6418 | 66.5018 | 23.8991 | 0 | 44.5146 | 67.8318 | 24.3771 | 0 | 45.4049 | 69.1884 | 24.8646 | 0 | 46.313 | 70.5722 | 25.3619 | 0 | 47.2393 | 71.9837 | 25.8691 | 0 | 48.1841 | 73.4233 | 26.3865 | 0 | 49.1477 | 74.8918 | 26.9142 | 0 | 50.1307 | 76.3896 | 27.4525 | 0 | 51.1333 | 77.9174 | 28.0016 | 0 | 52.156 | 79.4758 | 28.5616 | 0 | 53.1292 | 80.9587 | 29.0945 | 0 | 54.1221 | 82.4718 | 29.6383 | 0 | 55.1151 | 83.9848 | 30.1821
T&D ($/peak kW) | COMMERCIAL | 2 = Commercial Outdoor Lighting | 12 | TD:COMMERCIAL:2 = Commercial Outdoor Lighting:12 |  | 0 | 30.7187 | 46.8094 | 16.8221 | 0 | 31.3331 | 47.7456 | 17.1586 | 0 | 31.9597 | 48.7005 | 17.5018 | 0 | 32.5989 | 49.6746 | 17.8518 | 0 | 33.2509 | 50.6681 | 18.2088 | 0 | 33.9159 | 51.6814 | 18.573 | 0 | 34.5942 | 52.715 | 18.9445 | 0 | 35.2861 | 53.7693 | 19.3234 | 0 | 35.9919 | 54.8447 | 19.7098 | 0 | 36.7117 | 55.9416 | 20.104 | 0 | 37.4459 | 57.0605 | 20.5061 | 0 | 38.1948 | 58.2017 | 20.9162 | 0 | 38.9587 | 59.3657 | 21.3345 | 0 | 39.7379 | 60.553 | 21.7612 | 0 | 40.5327 | 61.7641 | 22.1965 | 0 | 41.3433 | 62.9994 | 22.6404 | 0 | 42.1702 | 64.2593 | 23.0932 | 0 | 43.0136 | 65.5445 | 23.5551 | 0 | 43.8739 | 66.8554 | 24.0262 | 0 | 44.7513 | 68.1925 | 24.5067 | 0 | 45.6464 | 69.5564 | 24.9968 | 0 | 46.5593 | 70.9475 | 25.4968 | 0 | 47.4281 | 72.2713 | 25.9725 | 0 | 48.3145 | 73.622 | 26.4579 | 0 | 49.2009 | 74.9727 | 26.9433
T&D ($/peak kW) | COMMERCIAL | 2 = Commercial Outdoor Lighting | 13 | TD:COMMERCIAL:2 = Commercial Outdoor Lighting:13 |  | 0 | 28.1155 | 42.8427 | 15.3966 | 0 | 28.6779 | 43.6996 | 15.7045 | 0 | 29.2514 | 44.5736 | 16.0186 | 0 | 29.8364 | 45.4651 | 16.339 | 0 | 30.4332 | 46.3744 | 16.6658 | 0 | 31.0418 | 47.3018 | 16.9991 | 0 | 31.6627 | 48.2479 | 17.3391 | 0 | 32.2959 | 49.2128 | 17.6859 | 0 | 32.9418 | 50.1971 | 18.0396 | 0 | 33.6007 | 51.201 | 18.4004 | 0 | 34.2727 | 52.2251 | 18.7684 | 0 | 34.9581 | 53.2696 | 19.1437 | 0 | 35.6573 | 54.335 | 19.5266 | 0 | 36.3705 | 55.4217 | 19.9172 | 0 | 37.0979 | 56.5301 | 20.3155 | 0 | 37.8398 | 57.6607 | 20.7218 | 0 | 38.5966 | 58.8139 | 21.1362 | 0 | 39.3686 | 59.9902 | 21.559 | 0 | 40.1559 | 61.19 | 21.9901 | 0 | 40.959 | 62.4138 | 22.43 | 0 | 41.7782 | 63.6621 | 22.8786 | 0 | 42.6138 | 64.9353 | 23.3361 | 0 | 43.4089 | 66.147 | 23.7716 | 0 | 44.2202 | 67.3832 | 24.2158 | 0 | 45.0315 | 68.6194 | 24.6601
T&D ($/peak kW) | COMMERCIAL | 2 = Commercial Outdoor Lighting | 16 | TD:COMMERCIAL:2 = Commercial Outdoor Lighting:16 |  | 0 | 29.9557 | 45.623 | 16.3443 | 0 | 30.5548 | 46.5354 | 16.6712 | 0 | 31.1659 | 47.4661 | 17.0046 | 0 | 31.7892 | 48.4154 | 17.3447 | 0 | 32.425 | 49.3838 | 17.6916 | 0 | 33.0735 | 50.3714 | 18.0454 | 0 | 33.7349 | 51.3789 | 18.4063 | 0 | 34.4096 | 52.4064 | 18.7745 | 0 | 35.0978 | 53.4546 | 19.1499 | 0 | 35.7998 | 54.5237 | 19.5329 | 0 | 36.5158 | 55.6141 | 19.9236 | 0 | 37.2461 | 56.7264 | 20.3221 | 0 | 37.991 | 57.8609 | 20.7285 | 0 | 38.7508 | 59.0182 | 21.1431 | 0 | 39.5259 | 60.1985 | 21.5659 | 0 | 40.3164 | 61.4025 | 21.9973 | 0 | 41.1227 | 62.6305 | 22.4372 | 0 | 41.9451 | 63.8831 | 22.886 | 0 | 42.7841 | 65.1608 | 23.3437 | 0 | 43.6397 | 66.464 | 23.8106 | 0 | 44.5125 | 67.7933 | 24.2868 | 0 | 45.4028 | 69.1492 | 24.7725 | 0 | 46.25 | 70.4395 | 25.2347 | 0 | 47.1143 | 71.7559 | 25.7064 | 0 | 47.9787 | 73.0724 | 26.178
T&D ($/peak kW) | COMMERCIAL | 2 = Commercial Outdoor Lighting | SYSTEM | TD:COMMERCIAL:2 = Commercial Outdoor Lighting:SYSTEM |  | 0 | 22.7797 | 34.712 | 12.4746 | 0 | 23.2353 | 35.4062 | 12.7241 | 0 | 23.7 | 36.1143 | 12.9786 | 0 | 24.174 | 36.8366 | 13.2382 | 0 | 24.6575 | 37.5733 | 13.5029 | 0 | 25.1507 | 38.3248 | 13.773 | 0 | 25.6537 | 39.0913 | 14.0484 | 0 | 26.1667 | 39.8731 | 14.3294 | 0 | 26.6901 | 40.6706 | 14.616 | 0 | 27.2239 | 41.484 | 14.9083 | 0 | 27.7684 | 42.3137 | 15.2065 | 0 | 28.3237 | 43.16 | 15.5106 | 0 | 28.8902 | 44.0232 | 15.8208 | 0 | 29.468 | 44.9036 | 16.1372 | 0 | 30.0574 | 45.8017 | 16.46 | 0 | 30.6585 | 46.7177 | 16.7892 | 0 | 31.2717 | 47.6521 | 17.125 | 0 | 31.8971 | 48.6051 | 17.4675 | 0 | 32.5351 | 49.5772 | 17.8168 | 0 | 33.1858 | 50.5688 | 18.1731 | 0 | 33.8495 | 51.5801 | 18.5366 | 0 | 34.5265 | 52.6117 | 18.9073 | 0 | 35.1707 | 53.5934 | 19.2601 | 0 | 35.828 | 54.5951 | 19.6201 | 0 | 36.4853 | 55.5967 | 19.9801
T&D ($/peak kW) | COMMERCIAL | 3 = Commercial HVAC | 1 | TD:COMMERCIAL:3 = Commercial HVAC:1 |  | 0 | 27.0755 | 41.2492 | 14.8051 | 0 | 27.617 | 42.0742 | 15.1012 | 0 | 28.1694 | 42.9157 | 15.4033 | 0 | 28.7328 | 43.774 | 15.7113 | 0 | 29.3074 | 44.6495 | 16.0256 | 0 | 29.8936 | 45.5425 | 16.3461 | 0 | 30.4914 | 46.4533 | 16.673 | 0 | 31.1013 | 47.3824 | 17.0064 | 0 | 31.7233 | 48.3301 | 17.3466 | 0 | 32.3577 | 49.2967 | 17.6935 | 0 | 33.0049 | 50.2826 | 18.0474 | 0 | 33.665 | 51.2882 | 18.4083 | 0 | 34.3383 | 52.314 | 18.7765 | 0 | 35.0251 | 53.3603 | 19.152 | 0 | 35.7256 | 54.4275 | 19.5351 | 0 | 36.4401 | 55.516 | 19.9258 | 0 | 37.1689 | 56.6264 | 20.3243 | 0 | 37.9123 | 57.7589 | 20.7308 | 0 | 38.6705 | 58.9141 | 21.1454 | 0 | 39.4439 | 60.0924 | 21.5683 | 0 | 40.2328 | 61.2942 | 21.9996 | 0 | 41.0374 | 62.5201 | 22.4396 | 0 | 41.8032 | 63.6867 | 22.8584 | 0 | 42.5844 | 64.8769 | 23.2856 | 0 | 43.3657 | 66.0672 | 23.7128
T&D ($/peak kW) | COMMERCIAL | 3 = Commercial HVAC | 2 | TD:COMMERCIAL:3 = Commercial HVAC:2 |  | 0 | 29.8159 | 45.4337 | 16.3277 | 0 | 30.4122 | 46.3424 | 16.6543 | 0 | 31.0204 | 47.2692 | 16.9874 | 0 | 31.6408 | 48.2146 | 17.3271 | 0 | 32.2737 | 49.1789 | 17.6737 | 0 | 32.9191 | 50.1625 | 18.0271 | 0 | 33.5775 | 51.1657 | 18.3877 | 0 | 34.2491 | 52.189 | 18.7554 | 0 | 34.934 | 53.2328 | 19.1305 | 0 | 35.6327 | 54.2975 | 19.5132 | 0 | 36.3454 | 55.3834 | 19.9034 | 0 | 37.0723 | 56.4911 | 20.3015 | 0 | 37.8137 | 57.6209 | 20.7075 | 0 | 38.57 | 58.7733 | 21.1217 | 0 | 39.3414 | 59.9488 | 21.5441 | 0 | 40.1282 | 61.1478 | 21.975 | 0 | 40.9308 | 62.3707 | 22.4145 | 0 | 41.7494 | 63.6182 | 22.8628 | 0 | 42.5844 | 64.8905 | 23.32 | 0 | 43.4361 | 66.1883 | 23.7864 | 0 | 44.3048 | 67.5121 | 24.2622 | 0 | 45.1909 | 68.8623 | 24.7474 | 0 | 46.0341 | 70.1473 | 25.2092 | 0 | 46.8945 | 71.4583 | 25.6803 | 0 | 47.7548 | 72.7693 | 26.1515
T&D ($/peak kW) | COMMERCIAL | 3 = Commercial HVAC | 3A | TD:COMMERCIAL:3 = Commercial HVAC:3A |  | 0 | 21.1525 | 32.2324 | 11.5835 | 0 | 21.5755 | 32.877 | 11.8152 | 0 | 22.007 | 33.5345 | 12.0515 | 0 | 22.4472 | 34.2052 | 12.2925 | 0 | 22.8961 | 34.8893 | 12.5384 | 0 | 23.3541 | 35.5871 | 12.7891 | 0 | 23.8211 | 36.2989 | 13.0449 | 0 | 24.2976 | 37.0249 | 13.3058 | 0 | 24.7835 | 37.7653 | 13.5719 | 0 | 25.2792 | 38.5207 | 13.8434 | 0 | 25.7848 | 39.2911 | 14.1202 | 0 | 26.3005 | 40.0769 | 14.4026 | 0 | 26.8265 | 40.8784 | 14.6907 | 0 | 27.363 | 41.696 | 14.9845 | 0 | 27.9103 | 42.5299 | 15.2842 | 0 | 28.4685 | 43.3805 | 15.5899 | 0 | 29.0378 | 44.2481 | 15.9017 | 0 | 29.6186 | 45.1331 | 16.2197 | 0 | 30.211 | 46.0358 | 16.5441 | 0 | 30.8152 | 46.9565 | 16.875 | 0 | 31.4315 | 47.8956 | 17.2125 | 0 | 32.0601 | 48.8535 | 17.5567 | 0 | 32.6583 | 49.7651 | 17.8843 | 0 | 33.2687 | 50.6952 | 18.2186 | 0 | 33.8791 | 51.6252 | 18.5528
T&D ($/peak kW) | COMMERCIAL | 3 = Commercial HVAC | 3B | TD:COMMERCIAL:3 = Commercial HVAC:3B |  | 0 | 21.6255 | 32.9531 | 11.8425 | 0 | 22.058 | 33.6122 | 12.0794 | 0 | 22.4991 | 34.2844 | 12.321 | 0 | 22.9491 | 34.9701 | 12.5674 | 0 | 23.4081 | 35.6695 | 12.8187 | 0 | 23.8763 | 36.3829 | 13.0751 | 0 | 24.3538 | 37.1105 | 13.3366 | 0 | 24.8409 | 37.8528 | 13.6033 | 0 | 25.3377 | 38.6098 | 13.8754 | 0 | 25.8444 | 39.382 | 14.1529 | 0 | 26.3613 | 40.1696 | 14.436 | 0 | 26.8886 | 40.973 | 14.7247 | 0 | 27.4263 | 41.7925 | 15.0192 | 0 | 27.9749 | 42.6283 | 15.3196 | 0 | 28.5343 | 43.4809 | 15.626 | 0 | 29.105 | 44.3505 | 15.9385 | 0 | 29.6871 | 45.2375 | 16.2572 | 0 | 30.2809 | 46.1423 | 16.5824 | 0 | 30.8865 | 47.0651 | 16.914 | 0 | 31.5042 | 48.0064 | 17.2523 | 0 | 32.1343 | 48.9666 | 17.5974 | 0 | 32.777 | 49.9459 | 17.9493 | 0 | 33.3886 | 50.8779 | 18.2842 | 0 | 34.0126 | 51.8287 | 18.6259 | 0 | 34.6366 | 52.7796 | 18.9677
T&D ($/peak kW) | COMMERCIAL | 3 = Commercial HVAC | 4 | TD:COMMERCIAL:3 = Commercial HVAC:4 |  | 0 | 25.1689 | 38.3526 | 13.783 | 0 | 25.6723 | 39.1197 | 14.0586 | 0 | 26.1857 | 39.9021 | 14.3398 | 0 | 26.7094 | 40.7001 | 14.6266 | 0 | 27.2436 | 41.5141 | 14.9191 | 0 | 27.7885 | 42.3444 | 15.2175 | 0 | 28.3443 | 43.1913 | 15.5219 | 0 | 28.9112 | 44.0551 | 15.8323 | 0 | 29.4894 | 44.9362 | 16.149 | 0 | 30.0792 | 45.8349 | 16.4719 | 0 | 30.6808 | 46.7516 | 16.8014 | 0 | 31.2944 | 47.6867 | 17.1374 | 0 | 31.9203 | 48.6404 | 17.4801 | 0 | 32.5587 | 49.6132 | 17.8297 | 0 | 33.2098 | 50.6055 | 18.1863 | 0 | 33.874 | 51.6176 | 18.5501 | 0 | 34.5515 | 52.6499 | 18.9211 | 0 | 35.2425 | 53.7029 | 19.2995 | 0 | 35.9474 | 54.777 | 19.6855 | 0 | 36.6663 | 55.8725 | 20.0792 | 0 | 37.3997 | 56.99 | 20.4808 | 0 | 38.1477 | 58.1298 | 20.8904 | 0 | 38.8595 | 59.2144 | 21.2802 | 0 | 39.5857 | 60.3211 | 21.6779 | 0 | 40.312 | 61.4278 | 22.0756
T&D ($/peak kW) | COMMERCIAL | 3 = Commercial HVAC | 5 | TD:COMMERCIAL:3 = Commercial HVAC:5 |  | 0 | 36.7099 | 55.9371 | 20.0984 | 0 | 37.4441 | 57.0558 | 20.5003 | 0 | 38.193 | 58.197 | 20.9103 | 0 | 38.9569 | 59.3609 | 21.3285 | 0 | 39.736 | 60.5481 | 21.7551 | 0 | 40.5307 | 61.7591 | 22.1902 | 0 | 41.3414 | 62.9943 | 22.634 | 0 | 42.1682 | 64.2541 | 23.0867 | 0 | 43.0116 | 65.5392 | 23.5484 | 0 | 43.8718 | 66.85 | 24.0194 | 0 | 44.7492 | 68.187 | 24.4998 | 0 | 45.6442 | 69.5508 | 24.9898 | 0 | 46.5571 | 70.9418 | 25.4896 | 0 | 47.4882 | 72.3606 | 25.9994 | 0 | 48.438 | 73.8078 | 26.5193 | 0 | 49.4068 | 75.284 | 27.0497 | 0 | 50.3949 | 76.7897 | 27.5907 | 0 | 51.4028 | 78.3254 | 28.1425 | 0 | 52.4308 | 79.892 | 28.7054 | 0 | 53.4795 | 81.4898 | 29.2795 | 0 | 54.5491 | 83.1196 | 29.8651 | 0 | 55.64 | 84.782 | 30.4624 | 0 | 56.6782 | 86.364 | 31.0308 | 0 | 57.7375 | 87.978 | 31.6107 | 0 | 58.7968 | 89.5921 | 32.1907
T&D ($/peak kW) | COMMERCIAL | 3 = Commercial HVAC | 11 | TD:COMMERCIAL:3 = Commercial HVAC:11 |  | 0 | 31.5865 | 48.1318 | 17.2973 | 0 | 32.2182 | 49.0944 | 17.6433 | 0 | 32.8626 | 50.0763 | 17.9962 | 0 | 33.5198 | 51.0778 | 18.3561 | 0 | 34.1902 | 52.0994 | 18.7232 | 0 | 34.874 | 53.1413 | 19.0977 | 0 | 35.5715 | 54.2042 | 19.4796 | 0 | 36.2829 | 55.2883 | 19.8692 | 0 | 37.0086 | 56.394 | 20.2666 | 0 | 37.7487 | 57.5219 | 20.6719 | 0 | 38.5037 | 58.6723 | 21.0854 | 0 | 39.2738 | 59.8458 | 21.5071 | 0 | 40.0593 | 61.0427 | 21.9372 | 0 | 40.8605 | 62.2636 | 22.376 | 0 | 41.6777 | 63.5088 | 22.8235 | 0 | 42.5112 | 64.779 | 23.28 | 0 | 43.3614 | 66.0746 | 23.7456 | 0 | 44.2287 | 67.3961 | 24.2205 | 0 | 45.1132 | 68.744 | 24.7049 | 0 | 46.0155 | 70.1189 | 25.199 | 0 | 46.9358 | 71.5213 | 25.703 | 0 | 47.8745 | 72.9517 | 26.217 | 0 | 48.7679 | 74.3129 | 26.7062 | 0 | 49.6793 | 75.7018 | 27.2053 | 0 | 50.5907 | 77.0906 | 27.7044
T&D ($/peak kW) | COMMERCIAL | 3 = Commercial HVAC | 12 | TD:COMMERCIAL:3 = Commercial HVAC:12 |  | 0 | 28.9866 | 44.1701 | 15.8736 | 0 | 29.5663 | 45.0535 | 16.1911 | 0 | 30.1577 | 45.9545 | 16.5149 | 0 | 30.7608 | 46.8736 | 16.8452 | 0 | 31.376 | 47.8111 | 17.1821 | 0 | 32.0035 | 48.7673 | 17.5258 | 0 | 32.6436 | 49.7427 | 17.8763 | 0 | 33.2965 | 50.7375 | 18.2338 | 0 | 33.9624 | 51.7523 | 18.5985 | 0 | 34.6417 | 52.7873 | 18.9704 | 0 | 35.3345 | 53.843 | 19.3498 | 0 | 36.0412 | 54.9199 | 19.7368 | 0 | 36.762 | 56.0183 | 20.1316 | 0 | 37.4973 | 57.1387 | 20.5342 | 0 | 38.2472 | 58.2814 | 20.9449 | 0 | 39.0121 | 59.4471 | 21.3638 | 0 | 39.7924 | 60.636 | 21.7911 | 0 | 40.5882 | 61.8487 | 22.2269 | 0 | 41.4 | 63.0857 | 22.6714 | 0 | 42.228 | 64.3474 | 23.1249 | 0 | 43.0726 | 65.6344 | 23.5874 | 0 | 43.934 | 66.9471 | 24.0591 | 0 | 44.7538 | 68.1963 | 24.508 | 0 | 45.5902 | 69.4708 | 24.9661 | 0 | 46.4266 | 70.7453 | 25.4241
T&D ($/peak kW) | COMMERCIAL | 3 = Commercial HVAC | 13 | TD:COMMERCIAL:3 = Commercial HVAC:13 |  | 0 | 26.1262 | 39.8114 | 14.3072 | 0 | 26.6487 | 40.6076 | 14.5934 | 0 | 27.1817 | 41.4197 | 14.8852 | 0 | 27.7253 | 42.2481 | 15.1829 | 0 | 28.2798 | 43.0931 | 15.4866 | 0 | 28.8454 | 43.955 | 15.7963 | 0 | 29.4223 | 44.8341 | 16.1122 | 0 | 30.0108 | 45.7307 | 16.4345 | 0 | 30.611 | 46.6454 | 16.7632 | 0 | 31.2232 | 47.5783 | 17.0984 | 0 | 31.8477 | 48.5298 | 17.4404 | 0 | 32.4847 | 49.5004 | 17.7892 | 0 | 33.1343 | 50.4904 | 18.145 | 0 | 33.797 | 51.5002 | 18.5079 | 0 | 34.473 | 52.5302 | 18.8781 | 0 | 35.1624 | 53.5808 | 19.2556 | 0 | 35.8657 | 54.6525 | 19.6407 | 0 | 36.583 | 55.7455 | 20.0335 | 0 | 37.3147 | 56.8604 | 20.4342 | 0 | 38.0609 | 57.9976 | 20.8429 | 0 | 38.8222 | 59.1576 | 21.2598 | 0 | 39.5986 | 60.3407 | 21.685 | 0 | 40.3375 | 61.4667 | 22.0896 | 0 | 41.0914 | 62.6154 | 22.5024 | 0 | 41.8452 | 63.7642 | 22.9153
T&D ($/peak kW) | COMMERCIAL | 3 = Commercial HVAC | 16 | TD:COMMERCIAL:3 = Commercial HVAC:16 |  | 0 | 23.5568 | 35.8913 | 12.8879 | 0 | 24.028 | 36.6091 | 13.1456 | 0 | 24.5085 | 37.3413 | 13.4085 | 0 | 24.9987 | 38.0881 | 13.6767 | 0 | 25.4987 | 38.8499 | 13.9502 | 0 | 26.0087 | 39.6269 | 14.2292 | 0 | 26.5288 | 40.4194 | 14.5138 | 0 | 27.0594 | 41.2278 | 14.8041 | 0 | 27.6006 | 42.0523 | 15.1002 | 0 | 28.1526 | 42.8934 | 15.4022 | 0 | 28.7157 | 43.7513 | 15.7102 | 0 | 29.29 | 44.6263 | 16.0244 | 0 | 29.8758 | 45.5188 | 16.3449 | 0 | 30.4733 | 46.4292 | 16.6718 | 0 | 31.0828 | 47.3578 | 17.0053 | 0 | 31.7044 | 48.3049 | 17.3454 | 0 | 32.3385 | 49.271 | 17.6923 | 0 | 32.9853 | 50.2564 | 18.0461 | 0 | 33.645 | 51.2616 | 18.407 | 0 | 34.3179 | 52.2868 | 18.7752 | 0 | 35.0042 | 53.3325 | 19.1507 | 0 | 35.7043 | 54.3992 | 19.5337 | 0 | 36.3705 | 55.4142 | 19.8982 | 0 | 37.0503 | 56.4499 | 20.2701 | 0 | 37.73 | 57.4855 | 20.6419
T&D ($/peak kW) | COMMERCIAL | 3 = Commercial HVAC | SYSTEM | TD:COMMERCIAL:3 = Commercial HVAC:SYSTEM |  | 0 | 21.1525 | 32.2324 | 11.5835 | 0 | 21.5755 | 32.877 | 11.8152 | 0 | 22.007 | 33.5345 | 12.0515 | 0 | 22.4472 | 34.2052 | 12.2925 | 0 | 22.8961 | 34.8893 | 12.5384 | 0 | 23.3541 | 35.5871 | 12.7891 | 0 | 23.8211 | 36.2989 | 13.0449 | 0 | 24.2976 | 37.0249 | 13.3058 | 0 | 24.7835 | 37.7653 | 13.5719 | 0 | 25.2792 | 38.5207 | 13.8434 | 0 | 25.7848 | 39.2911 | 14.1202 | 0 | 26.3005 | 40.0769 | 14.4026 | 0 | 26.8265 | 40.8784 | 14.6907 | 0 | 27.363 | 41.696 | 14.9845 | 0 | 27.9103 | 42.5299 | 15.2842 | 0 | 28.4685 | 43.3805 | 15.5899 | 0 | 29.0378 | 44.2481 | 15.9017 | 0 | 29.6186 | 45.1331 | 16.2197 | 0 | 30.211 | 46.0358 | 16.5441 | 0 | 30.8152 | 46.9565 | 16.875 | 0 | 31.4315 | 47.8956 | 17.2125 | 0 | 32.0601 | 48.8535 | 17.5567 | 0 | 32.6583 | 49.7651 | 17.8843 | 0 | 33.2687 | 50.6952 | 18.2186 | 0 | 33.8791 | 51.6252 | 18.5528
T&D ($/peak kW) | COMMERCIAL | 4 = Commercial Refrigeration | 1 | TD:COMMERCIAL:4 = Commercial Refrigeration:1 |  | 0 | 25.9155 | 39.4677 | 14.1349 | 0 | 26.4338 | 40.2571 | 14.4176 | 0 | 26.9625 | 41.0622 | 14.706 | 0 | 27.5017 | 41.8835 | 15.0001 | 0 | 28.0517 | 42.7211 | 15.3001 | 0 | 28.6128 | 43.5755 | 15.6061 | 0 | 29.185 | 44.4471 | 15.9182 | 0 | 29.7687 | 45.336 | 16.2366 | 0 | 30.3641 | 46.2427 | 16.5613 | 0 | 30.9714 | 47.1676 | 16.8925 | 0 | 31.5908 | 48.1109 | 17.2304 | 0 | 32.2226 | 49.0731 | 17.575 | 0 | 32.8671 | 50.0546 | 17.9265 | 0 | 33.5244 | 51.0557 | 18.285 | 0 | 34.1949 | 52.0768 | 18.6507 | 0 | 34.8788 | 53.1184 | 19.0237 | 0 | 35.5764 | 54.1807 | 19.4042 | 0 | 36.2879 | 55.2643 | 19.7923 | 0 | 37.0137 | 56.3696 | 20.1881 | 0 | 37.754 | 57.497 | 20.5919 | 0 | 38.509 | 58.647 | 21.0037 | 0 | 39.2792 | 59.8199 | 21.4238 | 0 | 40.0121 | 60.9361 | 21.8236 | 0 | 40.7599 | 62.0749 | 22.2314 | 0 | 41.5077 | 63.2138 | 22.6393
T&D ($/peak kW) | COMMERCIAL | 4 = Commercial Refrigeration | 2 | TD:COMMERCIAL:4 = Commercial Refrigeration:2 |  | 0 | 28.9196 | 44.068 | 15.8369 | 0 | 29.498 | 44.9493 | 16.1537 | 0 | 30.088 | 45.8483 | 16.4767 | 0 | 30.6897 | 46.7653 | 16.8063 | 0 | 31.3035 | 47.7006 | 17.1424 | 0 | 31.9296 | 48.6546 | 17.4852 | 0 | 32.5682 | 49.6277 | 17.835 | 0 | 33.2195 | 50.6203 | 18.1917 | 0 | 33.8839 | 51.6327 | 18.5555 | 0 | 34.5616 | 52.6653 | 18.9266 | 0 | 35.2528 | 53.7186 | 19.3051 | 0 | 35.9579 | 54.793 | 19.6912 | 0 | 36.6771 | 55.8888 | 20.0851 | 0 | 37.4106 | 57.0066 | 20.4868 | 0 | 38.1588 | 58.1468 | 20.8965 | 0 | 38.922 | 59.3097 | 21.3144 | 0 | 39.7004 | 60.4959 | 21.7407 | 0 | 40.4944 | 61.7058 | 22.1755 | 0 | 41.3043 | 62.9399 | 22.619 | 0 | 42.1304 | 64.1987 | 23.0714 | 0 | 42.973 | 65.4827 | 23.5328 | 0 | 43.8325 | 66.7923 | 24.0035 | 0 | 44.6504 | 68.0387 | 24.4514 | 0 | 45.4848 | 69.3102 | 24.9084 | 0 | 46.3193 | 70.5818 | 25.3653
T&D ($/peak kW) | COMMERCIAL | 4 = Commercial Refrigeration | 3A | TD:COMMERCIAL:4 = Commercial Refrigeration:3A |  | 0 | 20.9129 | 31.8673 | 11.4523 | 0 | 21.3312 | 32.5047 | 11.6814 | 0 | 21.7578 | 33.1548 | 11.915 | 0 | 22.193 | 33.8179 | 12.1533 | 0 | 22.6368 | 34.4942 | 12.3964 | 0 | 23.0896 | 35.1841 | 12.6443 | 0 | 23.5514 | 35.8878 | 12.8972 | 0 | 24.0224 | 36.6055 | 13.1551 | 0 | 24.5028 | 37.3377 | 13.4182 | 0 | 24.9929 | 38.0844 | 13.6866 | 0 | 25.4928 | 38.8461 | 13.9603 | 0 | 26.0026 | 39.623 | 14.2395 | 0 | 26.5227 | 40.4155 | 14.5243 | 0 | 27.0531 | 41.2238 | 14.8148 | 0 | 27.5942 | 42.0483 | 15.1111 | 0 | 28.1461 | 42.8892 | 15.4133 | 0 | 28.709 | 43.747 | 15.7216 | 0 | 29.2832 | 44.622 | 16.036 | 0 | 29.8688 | 45.5144 | 16.3567 | 0 | 30.4662 | 46.4247 | 16.6839 | 0 | 31.0755 | 47.3532 | 17.0175 | 0 | 31.697 | 48.3002 | 17.3579 | 0 | 32.2885 | 49.2015 | 17.6818 | 0 | 32.8919 | 50.121 | 18.0122 | 0 | 33.4954 | 51.0406 | 18.3427
T&D ($/peak kW) | COMMERCIAL | 4 = Commercial Refrigeration | 3B | TD:COMMERCIAL:4 = Commercial Refrigeration:3B |  | 0 | 21.3806 | 32.5799 | 11.7084 | 0 | 21.8082 | 33.2315 | 11.9426 | 0 | 22.2443 | 33.8961 | 12.1814 | 0 | 22.6892 | 34.5741 | 12.4251 | 0 | 23.143 | 35.2655 | 12.6736 | 0 | 23.6059 | 35.9708 | 12.927 | 0 | 24.078 | 36.6903 | 13.1856 | 0 | 24.5595 | 37.4241 | 13.4493 | 0 | 25.0507 | 38.1725 | 13.7183 | 0 | 25.5518 | 38.936 | 13.9926 | 0 | 26.0628 | 39.7147 | 14.2725 | 0 | 26.584 | 40.509 | 14.5579 | 0 | 27.1157 | 41.3192 | 14.8491 | 0 | 27.658 | 42.1456 | 15.1461 | 0 | 28.2112 | 42.9885 | 15.449 | 0 | 28.7754 | 43.8483 | 15.758 | 0 | 29.3509 | 44.7252 | 16.0731 | 0 | 29.9379 | 45.6197 | 16.3946 | 0 | 30.5367 | 46.5321 | 16.7225 | 0 | 31.1474 | 47.4628 | 17.0569 | 0 | 31.7704 | 48.412 | 17.3981 | 0 | 32.4058 | 49.3803 | 17.746 | 0 | 33.0105 | 50.3017 | 18.0772 | 0 | 33.6274 | 51.2418 | 18.415 | 0 | 34.2443 | 52.1819 | 18.7529
T&D ($/peak kW) | COMMERCIAL | 4 = Commercial Refrigeration | 4 | TD:COMMERCIAL:4 = Commercial Refrigeration:4 |  | 0 | 24.6782 | 37.6049 | 13.5143 | 0 | 25.1718 | 38.357 | 13.7846 | 0 | 25.6752 | 39.1242 | 14.0602 | 0 | 26.1887 | 39.9067 | 14.3415 | 0 | 26.7125 | 40.7048 | 14.6283 | 0 | 27.2468 | 41.5189 | 14.9208 | 0 | 27.7917 | 42.3493 | 15.2193 | 0 | 28.3475 | 43.1962 | 15.5237 | 0 | 28.9145 | 44.0602 | 15.8341 | 0 | 29.4928 | 44.9414 | 16.1508 | 0 | 30.0826 | 45.8402 | 16.4738 | 0 | 30.6843 | 46.757 | 16.8033 | 0 | 31.298 | 47.6921 | 17.1394 | 0 | 31.9239 | 48.646 | 17.4822 | 0 | 32.5624 | 49.6189 | 17.8318 | 0 | 33.2137 | 50.6113 | 18.1884 | 0 | 33.8779 | 51.6235 | 18.5522 | 0 | 34.5555 | 52.656 | 18.9232 | 0 | 35.2466 | 53.7091 | 19.3017 | 0 | 35.9515 | 54.7833 | 19.6877 | 0 | 36.6706 | 55.879 | 20.0815 | 0 | 37.404 | 56.9965 | 20.4831 | 0 | 38.1019 | 58.0601 | 20.8653 | 0 | 38.814 | 59.1451 | 21.2553 | 0 | 39.5261 | 60.2302 | 21.6452
T&D ($/peak kW) | COMMERCIAL | 4 = Commercial Refrigeration | 5 | TD:COMMERCIAL:4 = Commercial Refrigeration:5 |  | 0 | 30.5403 | 46.5327 | 16.7122 | 0 | 31.1511 | 47.4634 | 17.0465 | 0 | 31.7741 | 48.4127 | 17.3874 | 0 | 32.4096 | 49.3809 | 17.7351 | 0 | 33.0578 | 50.3685 | 18.0898 | 0 | 33.7189 | 51.3759 | 18.4516 | 0 | 34.3933 | 52.4034 | 18.8207 | 0 | 35.0812 | 53.4515 | 19.1971 | 0 | 35.7828 | 54.5205 | 19.581 | 0 | 36.4985 | 55.6109 | 19.9726 | 0 | 37.2284 | 56.7231 | 20.3721 | 0 | 37.973 | 57.8576 | 20.7795 | 0 | 38.7325 | 59.0148 | 21.1951 | 0 | 39.5071 | 60.1951 | 21.619 | 0 | 40.2973 | 61.399 | 22.0514 | 0 | 41.1032 | 62.6269 | 22.4924 | 0 | 41.9253 | 63.8795 | 22.9423 | 0 | 42.7638 | 65.1571 | 23.4011 | 0 | 43.619 | 66.4602 | 23.8692 | 0 | 44.4914 | 67.7894 | 24.3465 | 0 | 45.3813 | 69.1452 | 24.8335 | 0 | 46.2889 | 70.5281 | 25.3301 | 0 | 47.1526 | 71.8441 | 25.8028 | 0 | 48.0338 | 73.1868 | 26.285 | 0 | 48.9151 | 74.5295 | 26.7672
T&D ($/peak kW) | COMMERCIAL | 4 = Commercial Refrigeration | 11 | TD:COMMERCIAL:4 = Commercial Refrigeration:11 |  | 0 | 31.1706 | 47.4981 | 17.0696 | 0 | 31.794 | 48.448 | 17.411 | 0 | 32.4299 | 49.417 | 17.7592 | 0 | 33.0785 | 50.4053 | 18.1144 | 0 | 33.7401 | 51.4134 | 18.4767 | 0 | 34.4149 | 52.4417 | 18.8462 | 0 | 35.1032 | 53.4905 | 19.2232 | 0 | 35.8052 | 54.5604 | 19.6076 | 0 | 36.5213 | 55.6516 | 19.9998 | 0 | 37.2518 | 56.7646 | 20.3998 | 0 | 37.9968 | 57.8999 | 20.8078 | 0 | 38.7567 | 59.0579 | 21.2239 | 0 | 39.5319 | 60.239 | 21.6484 | 0 | 40.3225 | 61.4438 | 22.0814 | 0 | 41.129 | 62.6727 | 22.523 | 0 | 41.9515 | 63.9262 | 22.9735 | 0 | 42.7906 | 65.2047 | 23.4329 | 0 | 43.6464 | 66.5088 | 23.9016 | 0 | 44.5193 | 67.839 | 24.3796 | 0 | 45.4097 | 69.1957 | 24.8672 | 0 | 46.3179 | 70.5796 | 25.3646 | 0 | 47.2442 | 71.9912 | 25.8719 | 0 | 48.1258 | 73.3346 | 26.3546 | 0 | 49.0252 | 74.7051 | 26.8472 | 0 | 49.9247 | 76.0757 | 27.3397
T&D ($/peak kW) | COMMERCIAL | 4 = Commercial Refrigeration | 12 | TD:COMMERCIAL:4 = Commercial Refrigeration:12 |  | 0 | 28.7316 | 43.7815 | 15.734 | 0 | 29.3062 | 44.6571 | 16.0487 | 0 | 29.8924 | 45.5503 | 16.3696 | 0 | 30.4902 | 46.4613 | 16.697 | 0 | 31.1 | 47.3905 | 17.031 | 0 | 31.722 | 48.3383 | 17.3716 | 0 | 32.3565 | 49.3051 | 17.719 | 0 | 33.0036 | 50.2912 | 18.0734 | 0 | 33.6637 | 51.297 | 18.4349 | 0 | 34.3369 | 52.3229 | 18.8036 | 0 | 35.0237 | 53.3694 | 19.1796 | 0 | 35.7241 | 54.4368 | 19.5632 | 0 | 36.4386 | 55.5255 | 19.9545 | 0 | 37.1674 | 56.636 | 20.3536 | 0 | 37.9107 | 57.7687 | 20.7606 | 0 | 38.669 | 58.9241 | 21.1759 | 0 | 39.4423 | 60.1026 | 21.5994 | 0 | 40.2312 | 61.3047 | 22.0314 | 0 | 41.0358 | 62.5308 | 22.472 | 0 | 41.8565 | 63.7814 | 22.9214 | 0 | 42.6937 | 65.057 | 23.3799 | 0 | 43.5475 | 66.3581 | 23.8475 | 0 | 44.3601 | 67.5963 | 24.2924 | 0 | 45.1892 | 68.8597 | 24.7464 | 0 | 46.0182 | 70.123 | 25.2004
T&D ($/peak kW) | COMMERCIAL | 4 = Commercial Refrigeration | 13 | TD:COMMERCIAL:4 = Commercial Refrigeration:13 |  | 0 | 25.8333 | 39.3651 | 14.1468 | 0 | 26.35 | 40.1524 | 14.4298 | 0 | 26.877 | 40.9554 | 14.7184 | 0 | 27.4146 | 41.7746 | 15.0127 | 0 | 27.9628 | 42.61 | 15.313 | 0 | 28.5221 | 43.4622 | 15.6192 | 0 | 29.0925 | 44.3315 | 15.9316 | 0 | 29.6744 | 45.2181 | 16.2503 | 0 | 30.2679 | 46.1225 | 16.5753 | 0 | 30.8732 | 47.0449 | 16.9068 | 0 | 31.4907 | 47.9858 | 17.2449 | 0 | 32.1205 | 48.9455 | 17.5898 | 0 | 32.7629 | 49.9245 | 17.9416 | 0 | 33.4182 | 50.9229 | 18.3004 | 0 | 34.0865 | 51.9414 | 18.6664 | 0 | 34.7683 | 52.9802 | 19.0398 | 0 | 35.4636 | 54.0398 | 19.4206 | 0 | 36.1729 | 55.1206 | 19.809 | 0 | 36.8964 | 56.223 | 20.2052 | 0 | 37.6343 | 57.3475 | 20.6093 | 0 | 38.387 | 58.4945 | 21.0214 | 0 | 39.1547 | 59.6643 | 21.4419 | 0 | 39.8853 | 60.7777 | 21.842 | 0 | 40.6308 | 61.9135 | 22.2502 | 0 | 41.3762 | 63.0494 | 22.6584
T&D ($/peak kW) | COMMERCIAL | 4 = Commercial Refrigeration | 16 | TD:COMMERCIAL:4 = Commercial Refrigeration:16 |  | 0 | 23.0389 | 35.0942 | 12.5846 | 0 | 23.4997 | 35.7961 | 12.8363 | 0 | 23.9697 | 36.5121 | 13.093 | 0 | 24.4491 | 37.2423 | 13.3549 | 0 | 24.9381 | 37.9871 | 13.622 | 0 | 25.4368 | 38.7469 | 13.8944 | 0 | 25.9456 | 39.5218 | 14.1723 | 0 | 26.4645 | 40.3123 | 14.4557 | 0 | 26.9938 | 41.1185 | 14.7448 | 0 | 27.5336 | 41.9409 | 15.0397 | 0 | 28.0843 | 42.7797 | 15.3405 | 0 | 28.646 | 43.6353 | 15.6473 | 0 | 29.2189 | 44.508 | 15.9603 | 0 | 29.8033 | 45.3982 | 16.2795 | 0 | 30.3993 | 46.3061 | 16.6051 | 0 | 31.0073 | 47.2322 | 16.9372 | 0 | 31.6275 | 48.1769 | 17.2759 | 0 | 32.26 | 49.1404 | 17.6214 | 0 | 32.9052 | 50.1232 | 17.9739 | 0 | 33.5633 | 51.1257 | 18.3334 | 0 | 34.2346 | 52.1482 | 18.7 | 0 | 34.9193 | 53.1912 | 19.074 | 0 | 35.5709 | 54.1837 | 19.4299 | 0 | 36.2357 | 55.1963 | 19.7931 | 0 | 36.9005 | 56.209 | 20.1562
T&D ($/peak kW) | COMMERCIAL | 4 = Commercial Refrigeration | SYSTEM | TD:COMMERCIAL:4 = Commercial Refrigeration:SYSTEM |  | 0 | 20.9129 | 31.8673 | 11.4523 | 0 | 21.3312 | 32.5047 | 11.6814 | 0 | 21.7578 | 33.1548 | 11.915 | 0 | 22.193 | 33.8179 | 12.1533 | 0 | 22.6368 | 34.4942 | 12.3964 | 0 | 23.0896 | 35.1841 | 12.6443 | 0 | 23.5514 | 35.8878 | 12.8972 | 0 | 24.0224 | 36.6055 | 13.1551 | 0 | 24.5028 | 37.3377 | 13.4182 | 0 | 24.9929 | 38.0844 | 13.6866 | 0 | 25.4928 | 38.8461 | 13.9603 | 0 | 26.0026 | 39.623 | 14.2395 | 0 | 26.5227 | 40.4155 | 14.5243 | 0 | 27.0531 | 41.2238 | 14.8148 | 0 | 27.5942 | 42.0483 | 15.1111 | 0 | 28.1461 | 42.8892 | 15.4133 | 0 | 28.709 | 43.747 | 15.7216 | 0 | 29.2832 | 44.622 | 16.036 | 0 | 29.8688 | 45.5144 | 16.3567 | 0 | 30.4662 | 46.4247 | 16.6839 | 0 | 31.0755 | 47.3532 | 17.0175 | 0 | 31.697 | 48.3002 | 17.3579 | 0 | 32.2885 | 49.2015 | 17.6818 | 0 | 32.8919 | 50.121 | 18.0122 | 0 | 33.4954 | 51.0406 | 18.3427
T&D ($/peak kW) | COMMERCIAL | 5 = Commercial Food Service | 1 | TD:COMMERCIAL:5 = Commercial Food Service:1 |  | 0 | 27.7442 | 42.2646 | 15.1623 | 0 | 28.299 | 43.1099 | 15.4656 | 0 | 28.865 | 43.9721 | 15.7749 | 0 | 29.4423 | 44.8515 | 16.0904 | 0 | 30.0312 | 45.7485 | 16.4122 | 0 | 30.6318 | 46.6635 | 16.7404 | 0 | 31.2444 | 47.5968 | 17.0752 | 0 | 31.8693 | 48.5487 | 17.4167 | 0 | 32.5067 | 49.5197 | 17.7651 | 0 | 33.1568 | 50.5101 | 18.1204 | 0 | 33.82 | 51.5203 | 18.4828 | 0 | 34.4964 | 52.5507 | 18.8524 | 0 | 35.1863 | 53.6017 | 19.2295 | 0 | 35.89 | 54.6737 | 19.6141 | 0 | 36.6078 | 55.7672 | 20.0063 | 0 | 37.34 | 56.8825 | 20.4065 | 0 | 38.0868 | 58.0202 | 20.8146 | 0 | 38.8485 | 59.1806 | 21.2309 | 0 | 39.6255 | 60.3642 | 21.6555 | 0 | 40.418 | 61.5715 | 22.0886 | 0 | 41.2264 | 62.8029 | 22.5304 | 0 | 42.0509 | 64.059 | 22.981 | 0 | 42.8355 | 65.2543 | 23.4098 | 0 | 43.6361 | 66.4738 | 23.8473 | 0 | 44.4367 | 67.6934 | 24.2848
T&D ($/peak kW) | COMMERCIAL | 5 = Commercial Food Service | 2 | TD:COMMERCIAL:5 = Commercial Food Service:2 |  | 0 | 30.0904 | 45.852 | 16.4781 | 0 | 30.6922 | 46.7691 | 16.8076 | 0 | 31.3061 | 47.7045 | 17.1438 | 0 | 31.9322 | 48.6585 | 17.4867 | 0 | 32.5708 | 49.6317 | 17.8364 | 0 | 33.2222 | 50.6244 | 18.1931 | 0 | 33.8867 | 51.6368 | 18.557 | 0 | 34.5644 | 52.6696 | 18.9281 | 0 | 35.2557 | 53.723 | 19.3067 | 0 | 35.9608 | 54.7974 | 19.6928 | 0 | 36.68 | 55.8934 | 20.0867 | 0 | 37.4136 | 57.0112 | 20.4884 | 0 | 38.1619 | 58.1515 | 20.8982 | 0 | 38.9251 | 59.3145 | 21.3161 | 0 | 39.7036 | 60.5008 | 21.7425 | 0 | 40.4977 | 61.7108 | 22.1773 | 0 | 41.3077 | 62.945 | 22.6209 | 0 | 42.1338 | 64.2039 | 23.0733 | 0 | 42.9765 | 65.488 | 23.5347 | 0 | 43.836 | 66.7978 | 24.0054 | 0 | 44.7127 | 68.1337 | 24.4856 | 0 | 45.607 | 69.4964 | 24.9753 | 0 | 46.458 | 70.7931 | 25.4413 | 0 | 47.3263 | 72.1162 | 25.9168 | 0 | 48.1945 | 73.4393 | 26.3922
T&D ($/peak kW) | COMMERCIAL | 5 = Commercial Food Service | 3A | TD:COMMERCIAL:5 = Commercial Food Service:3A |  | 0 | 21.2259 | 32.3442 | 11.6237 | 0 | 21.6504 | 32.9911 | 11.8562 | 0 | 22.0834 | 33.6509 | 12.0933 | 0 | 22.5251 | 34.3239 | 12.3352 | 0 | 22.9756 | 35.0104 | 12.5819 | 0 | 23.4351 | 35.7106 | 12.8335 | 0 | 23.9038 | 36.4248 | 13.0902 | 0 | 24.3818 | 37.1533 | 13.352 | 0 | 24.8695 | 37.8964 | 13.619 | 0 | 25.3669 | 38.6543 | 13.8914 | 0 | 25.8742 | 39.4274 | 14.1692 | 0 | 26.3917 | 40.2159 | 14.4526 | 0 | 26.9195 | 41.0202 | 14.7416 | 0 | 27.4579 | 41.8406 | 15.0365 | 0 | 28.0071 | 42.6775 | 15.3372 | 0 | 28.5672 | 43.531 | 15.644 | 0 | 29.1386 | 44.4016 | 15.9568 | 0 | 29.7213 | 45.2897 | 16.276 | 0 | 30.3158 | 46.1954 | 16.6015 | 0 | 30.9221 | 47.1194 | 16.9335 | 0 | 31.5405 | 48.0617 | 17.2722 | 0 | 32.1713 | 49.023 | 17.6176 | 0 | 32.7716 | 49.9377 | 17.9464 | 0 | 33.3841 | 50.871 | 18.2818 | 0 | 33.9966 | 51.8043 | 18.6172
T&D ($/peak kW) | COMMERCIAL | 5 = Commercial Food Service | 3B | TD:COMMERCIAL:5 = Commercial Food Service:3B |  | 0 | 21.7005 | 33.0674 | 11.8836 | 0 | 22.1345 | 33.7288 | 12.1213 | 0 | 22.5772 | 34.4033 | 12.3637 | 0 | 23.0287 | 35.0914 | 12.611 | 0 | 23.4893 | 35.7932 | 12.8632 | 0 | 23.9591 | 36.5091 | 13.1205 | 0 | 24.4383 | 37.2393 | 13.3829 | 0 | 24.927 | 37.9841 | 13.6505 | 0 | 25.4256 | 38.7437 | 13.9235 | 0 | 25.9341 | 39.5186 | 14.202 | 0 | 26.4528 | 40.309 | 14.486 | 0 | 26.9818 | 41.1152 | 14.7758 | 0 | 27.5215 | 41.9375 | 15.0713 | 0 | 28.0719 | 42.7762 | 15.3727 | 0 | 28.6333 | 43.6317 | 15.6802 | 0 | 29.206 | 44.5044 | 15.9938 | 0 | 29.7901 | 45.3945 | 16.3136 | 0 | 30.3859 | 46.3024 | 16.6399 | 0 | 30.9936 | 47.2284 | 16.9727 | 0 | 31.6135 | 48.173 | 17.3122 | 0 | 32.2458 | 49.1364 | 17.6584 | 0 | 32.8907 | 50.1192 | 18.0116 | 0 | 33.5044 | 51.0544 | 18.3477 | 0 | 34.1306 | 52.0085 | 18.6906 | 0 | 34.7568 | 52.9627 | 19.0335
T&D ($/peak kW) | COMMERCIAL | 5 = Commercial Food Service | 4 | TD:COMMERCIAL:5 = Commercial Food Service:4 |  | 0 | 25.3192 | 38.5816 | 13.8653 | 0 | 25.8256 | 39.3533 | 14.1426 | 0 | 26.3421 | 40.1403 | 14.4254 | 0 | 26.8689 | 40.9431 | 14.7139 | 0 | 27.4063 | 41.762 | 15.0082 | 0 | 27.9544 | 42.5973 | 15.3084 | 0 | 28.5135 | 43.4492 | 15.6146 | 0 | 29.0838 | 44.3182 | 15.9268 | 0 | 29.6655 | 45.2045 | 16.2454 | 0 | 30.2588 | 46.1086 | 16.5703 | 0 | 30.864 | 47.0308 | 16.9017 | 0 | 31.4812 | 47.9714 | 17.2397 | 0 | 32.1109 | 48.9309 | 17.5845 | 0 | 32.7531 | 49.9095 | 17.9362 | 0 | 33.4082 | 50.9077 | 18.2949 | 0 | 34.0763 | 51.9258 | 18.6608 | 0 | 34.7578 | 52.9643 | 19.0341 | 0 | 35.453 | 54.0236 | 19.4147 | 0 | 36.1621 | 55.1041 | 19.803 | 0 | 36.8853 | 56.2062 | 20.1991 | 0 | 37.623 | 57.3303 | 20.6031 | 0 | 38.3755 | 58.4769 | 21.0151 | 0 | 39.0915 | 59.568 | 21.4073 | 0 | 39.8221 | 60.6813 | 21.8073 | 0 | 40.5527 | 61.7946 | 22.2074
T&D ($/peak kW) | COMMERCIAL | 5 = Commercial Food Service | 5 | TD:COMMERCIAL:5 = Commercial Food Service:5 |  | 0 | 38.6671 | 58.9187 | 21.1682 | 0 | 39.4404 | 60.097 | 21.5916 | 0 | 40.2292 | 61.299 | 22.0234 | 0 | 41.0338 | 62.525 | 22.4639 | 0 | 41.8545 | 63.7754 | 22.9131 | 0 | 42.6916 | 65.051 | 23.3714 | 0 | 43.5454 | 66.352 | 23.8388 | 0 | 44.4163 | 67.679 | 24.3156 | 0 | 45.3047 | 69.0326 | 24.8019 | 0 | 46.2108 | 70.4132 | 25.2979 | 0 | 47.135 | 71.8215 | 25.8039 | 0 | 48.0777 | 73.2579 | 26.32 | 0 | 49.0392 | 74.7231 | 26.8464 | 0 | 50.02 | 76.2176 | 27.3833 | 0 | 51.0204 | 77.7419 | 27.931 | 0 | 52.0408 | 79.2968 | 28.4896 | 0 | 53.0816 | 80.8827 | 29.0594 | 0 | 54.1433 | 82.5003 | 29.6406 | 0 | 55.2261 | 84.1504 | 30.2334 | 0 | 56.3307 | 85.8334 | 30.8381 | 0 | 57.4573 | 87.55 | 31.4548 | 0 | 58.6064 | 89.301 | 32.0839 | 0 | 59.7 | 90.9673 | 32.6826 | 0 | 60.8157 | 92.6674 | 33.2934 | 0 | 61.9315 | 94.3675 | 33.9042
T&D ($/peak kW) | COMMERCIAL | 5 = Commercial Food Service | 11 | TD:COMMERCIAL:5 = Commercial Food Service:11 |  | 0 | 31.7138 | 48.3259 | 17.3671 | 0 | 32.3481 | 49.2924 | 17.7144 | 0 | 32.9951 | 50.2782 | 18.0687 | 0 | 33.655 | 51.2838 | 18.4301 | 0 | 34.3281 | 52.3095 | 18.7987 | 0 | 35.0146 | 53.3556 | 19.1747 | 0 | 35.7149 | 54.4228 | 19.5582 | 0 | 36.4292 | 55.5112 | 19.9493 | 0 | 37.1578 | 56.6214 | 20.3483 | 0 | 37.901 | 57.7539 | 20.7553 | 0 | 38.659 | 58.9089 | 21.1704 | 0 | 39.4322 | 60.0871 | 21.5938 | 0 | 40.2208 | 61.2889 | 22.0257 | 0 | 41.0252 | 62.5146 | 22.4662 | 0 | 41.8457 | 63.7649 | 22.9155 | 0 | 42.6827 | 65.0402 | 23.3738 | 0 | 43.5363 | 66.341 | 23.8413 | 0 | 44.407 | 67.6679 | 24.3181 | 0 | 45.2952 | 69.0212 | 24.8045 | 0 | 46.2011 | 70.4016 | 25.3006 | 0 | 47.1251 | 71.8097 | 25.8066 | 0 | 48.0676 | 73.2459 | 26.3227 | 0 | 48.9645 | 74.6126 | 26.8139 | 0 | 49.8796 | 76.007 | 27.315 | 0 | 50.7947 | 77.4015 | 27.8162
T&D ($/peak kW) | COMMERCIAL | 5 = Commercial Food Service | 12 | TD:COMMERCIAL:5 = Commercial Food Service:12 |  | 0 | 29.0647 | 44.2891 | 15.9164 | 0 | 29.646 | 45.1749 | 16.2347 | 0 | 30.2389 | 46.0783 | 16.5594 | 0 | 30.8437 | 46.9999 | 16.8906 | 0 | 31.4606 | 47.9399 | 17.2284 | 0 | 32.0898 | 48.8987 | 17.573 | 0 | 32.7316 | 49.8767 | 17.9244 | 0 | 33.3862 | 50.8742 | 18.2829 | 0 | 34.0539 | 51.8917 | 18.6486 | 0 | 34.735 | 52.9295 | 19.0216 | 0 | 35.4297 | 53.9881 | 19.402 | 0 | 36.1383 | 55.0679 | 19.79 | 0 | 36.8611 | 56.1692 | 20.1858 | 0 | 37.5983 | 57.2926 | 20.5895 | 0 | 38.3503 | 58.4385 | 21.0013 | 0 | 39.1173 | 59.6073 | 21.4214 | 0 | 39.8996 | 60.7994 | 21.8498 | 0 | 40.6976 | 62.0154 | 22.2868 | 0 | 41.5116 | 63.2557 | 22.7325 | 0 | 42.3418 | 64.5208 | 23.1872 | 0 | 43.1886 | 65.8112 | 23.6509 | 0 | 44.0524 | 67.1275 | 24.1239 | 0 | 44.8744 | 68.38 | 24.5741 | 0 | 45.713 | 69.658 | 25.0333 | 0 | 46.5517 | 70.9359 | 25.4926
T&D ($/peak kW) | COMMERCIAL | 5 = Commercial Food Service | 13 | TD:COMMERCIAL:5 = Commercial Food Service:13 |  | 0 | 26.2159 | 39.9481 | 14.3563 | 0 | 26.7402 | 40.747 | 14.6435 | 0 | 27.275 | 41.562 | 14.9363 | 0 | 27.8205 | 42.3932 | 15.2351 | 0 | 28.3769 | 43.2411 | 15.5398 | 0 | 28.9445 | 44.1059 | 15.8505 | 0 | 29.5234 | 44.988 | 16.1676 | 0 | 30.1138 | 45.8878 | 16.4909 | 0 | 30.7161 | 46.8055 | 16.8207 | 0 | 31.3304 | 47.7416 | 17.1571 | 0 | 31.957 | 48.6965 | 17.5003 | 0 | 32.5962 | 49.6704 | 17.8503 | 0 | 33.2481 | 50.6638 | 18.2073 | 0 | 33.9131 | 51.6771 | 18.5714 | 0 | 34.5913 | 52.7106 | 18.9429 | 0 | 35.2832 | 53.7648 | 19.3217 | 0 | 35.9888 | 54.8401 | 19.7082 | 0 | 36.7086 | 55.9369 | 20.1023 | 0 | 37.4428 | 57.0557 | 20.5044 | 0 | 38.1916 | 58.1968 | 20.9145 | 0 | 38.9555 | 59.3607 | 21.3328 | 0 | 39.7346 | 60.5479 | 21.7594 | 0 | 40.476 | 61.6777 | 22.1654 | 0 | 41.2325 | 62.8304 | 22.5797 | 0 | 41.9889 | 63.9831 | 22.9939
T&D ($/peak kW) | COMMERCIAL | 5 = Commercial Food Service | 16 | TD:COMMERCIAL:5 = Commercial Food Service:16 |  | 0 | 23.8915 | 36.3992 | 13.0661 | 0 | 24.3693 | 37.1272 | 13.3274 | 0 | 24.8567 | 37.8698 | 13.5939 | 0 | 25.3539 | 38.6272 | 13.8658 | 0 | 25.8609 | 39.3997 | 14.1431 | 0 | 26.3782 | 40.1877 | 14.426 | 0 | 26.9057 | 40.9915 | 14.7145 | 0 | 27.4438 | 41.8113 | 15.0088 | 0 | 27.9927 | 42.6475 | 15.309 | 0 | 28.5526 | 43.5005 | 15.6152 | 0 | 29.1236 | 44.3705 | 15.9275 | 0 | 29.7061 | 45.2579 | 16.246 | 0 | 30.3002 | 46.163 | 16.5709 | 0 | 30.9062 | 47.0863 | 16.9024 | 0 | 31.5243 | 48.028 | 17.2404 | 0 | 32.1548 | 48.9886 | 17.5852 | 0 | 32.7979 | 49.9684 | 17.9369 | 0 | 33.4539 | 50.9677 | 18.2957 | 0 | 34.123 | 51.9871 | 18.6616 | 0 | 34.8054 | 53.0268 | 19.0348 | 0 | 35.5015 | 54.0874 | 19.4155 | 0 | 36.2116 | 55.1691 | 19.8038 | 0 | 36.8873 | 56.1985 | 20.1733 | 0 | 37.5766 | 57.2488 | 20.5504 | 0 | 38.266 | 58.2991 | 20.9274
T&D ($/peak kW) | COMMERCIAL | 5 = Commercial Food Service | SYSTEM | TD:COMMERCIAL:5 = Commercial Food Service:SYSTEM |  | 0 | 21.2259 | 32.3442 | 11.6237 | 0 | 21.6504 | 32.9911 | 11.8562 | 0 | 22.0834 | 33.6509 | 12.0933 | 0 | 22.5251 | 34.3239 | 12.3352 | 0 | 22.9756 | 35.0104 | 12.5819 | 0 | 23.4351 | 35.7106 | 12.8335 | 0 | 23.9038 | 36.4248 | 13.0902 | 0 | 24.3818 | 37.1533 | 13.352 | 0 | 24.8695 | 37.8964 | 13.619 | 0 | 25.3669 | 38.6543 | 13.8914 | 0 | 25.8742 | 39.4274 | 14.1692 | 0 | 26.3917 | 40.2159 | 14.4526 | 0 | 26.9195 | 41.0202 | 14.7416 | 0 | 27.4579 | 41.8406 | 15.0365 | 0 | 28.0071 | 42.6775 | 15.3372 | 0 | 28.5672 | 43.531 | 15.644 | 0 | 29.1386 | 44.4016 | 15.9568 | 0 | 29.7213 | 45.2897 | 16.276 | 0 | 30.3158 | 46.1954 | 16.6015 | 0 | 30.9221 | 47.1194 | 16.9335 | 0 | 31.5405 | 48.0617 | 17.2722 | 0 | 32.1713 | 49.023 | 17.6176 | 0 | 32.7716 | 49.9377 | 17.9464 | 0 | 33.3841 | 50.871 | 18.2818 | 0 | 33.9966 | 51.8043 | 18.6172
T&D ($/peak kW) | COMMERCIAL | 6 = Commercial Motors | 1 | TD:COMMERCIAL:6 = Commercial Motors:1 |  | 0 | 28.1204 | 42.8342 | 15.3592 | 0 | 28.6828 | 43.6909 | 15.6664 | 0 | 29.2564 | 44.5647 | 15.9798 | 0 | 29.8415 | 45.456 | 16.2994 | 0 | 30.4384 | 46.3651 | 16.6253 | 0 | 31.0471 | 47.2924 | 16.9579 | 0 | 31.6681 | 48.2383 | 17.297 | 0 | 32.3014 | 49.2031 | 17.6429 | 0 | 32.9475 | 50.1871 | 17.9958 | 0 | 33.6064 | 51.1909 | 18.3557 | 0 | 34.2786 | 52.2147 | 18.7228 | 0 | 34.9641 | 53.259 | 19.0973 | 0 | 35.6634 | 54.3242 | 19.4792 | 0 | 36.3767 | 55.4106 | 19.8688 | 0 | 37.1042 | 56.5189 | 20.2662 | 0 | 37.8463 | 57.6492 | 20.6715 | 0 | 38.6032 | 58.8022 | 21.085 | 0 | 39.3753 | 59.9783 | 21.5067 | 0 | 40.1628 | 61.1778 | 21.9368 | 0 | 40.966 | 62.4014 | 22.3755 | 0 | 41.7854 | 63.6494 | 22.823 | 0 | 42.6211 | 64.9224 | 23.2795 | 0 | 43.4164 | 66.1338 | 23.7139 | 0 | 44.2278 | 67.3698 | 24.1571 | 0 | 45.0392 | 68.6058 | 24.6003
T&D ($/peak kW) | COMMERCIAL | 6 = Commercial Motors | 2 | TD:COMMERCIAL:6 = Commercial Motors:2 |  | 0 | 30.2115 | 46.0366 | 16.5444 | 0 | 30.8157 | 46.9573 | 16.8753 | 0 | 31.4321 | 47.8965 | 17.2128 | 0 | 32.0607 | 48.8544 | 17.5571 | 0 | 32.7019 | 49.8315 | 17.9082 | 0 | 33.356 | 50.8281 | 18.2664 | 0 | 34.0231 | 51.8447 | 18.6317 | 0 | 34.7035 | 52.8816 | 19.0043 | 0 | 35.3976 | 53.9392 | 19.3844 | 0 | 36.1056 | 55.018 | 19.7721 | 0 | 36.8277 | 56.1184 | 20.1675 | 0 | 37.5642 | 57.2407 | 20.5709 | 0 | 38.3155 | 58.3855 | 20.9823 | 0 | 39.0818 | 59.5532 | 21.4019 | 0 | 39.8635 | 60.7443 | 21.83 | 0 | 40.6607 | 61.9592 | 22.2666 | 0 | 41.4739 | 63.1984 | 22.7119 | 0 | 42.3034 | 64.4623 | 23.1662 | 0 | 43.1495 | 65.7516 | 23.6295 | 0 | 44.0125 | 67.0666 | 24.1021 | 0 | 44.8927 | 68.408 | 24.5841 | 0 | 45.7906 | 69.7761 | 25.0758 | 0 | 46.645 | 71.0781 | 25.5437 | 0 | 47.5168 | 72.4065 | 26.0211 | 0 | 48.3885 | 73.7349 | 26.4985
T&D ($/peak kW) | COMMERCIAL | 6 = Commercial Motors | 3A | TD:COMMERCIAL:6 = Commercial Motors:3A |  | 0 | 21.2582 | 32.3935 | 11.6414 | 0 | 21.6834 | 33.0414 | 11.8742 | 0 | 22.1171 | 33.7022 | 12.1117 | 0 | 22.5594 | 34.3762 | 12.354 | 0 | 23.0106 | 35.0638 | 12.601 | 0 | 23.4708 | 35.765 | 12.8531 | 0 | 23.9402 | 36.4803 | 13.1101 | 0 | 24.419 | 37.21 | 13.3723 | 0 | 24.9074 | 37.9542 | 13.6398 | 0 | 25.4056 | 38.7132 | 13.9126 | 0 | 25.9137 | 39.4875 | 14.1908 | 0 | 26.4319 | 40.2772 | 14.4746 | 0 | 26.9606 | 41.0828 | 14.7641 | 0 | 27.4998 | 41.9044 | 15.0594 | 0 | 28.0498 | 42.7425 | 15.3606 | 0 | 28.6108 | 43.5974 | 15.6678 | 0 | 29.183 | 44.4693 | 15.9812 | 0 | 29.7667 | 45.3587 | 16.3008 | 0 | 30.362 | 46.2659 | 16.6268 | 0 | 30.9692 | 47.1912 | 16.9593 | 0 | 31.5886 | 48.135 | 17.2985 | 0 | 32.2204 | 49.0977 | 17.6445 | 0 | 32.8216 | 50.0139 | 17.9737 | 0 | 33.435 | 50.9486 | 18.3097 | 0 | 34.0484 | 51.8833 | 18.6456
T&D ($/peak kW) | COMMERCIAL | 6 = Commercial Motors | 3B | TD:COMMERCIAL:6 = Commercial Motors:3B |  | 0 | 21.7336 | 33.1178 | 11.9017 | 0 | 22.1683 | 33.7802 | 12.1398 | 0 | 22.6116 | 34.4558 | 12.3826 | 0 | 23.0639 | 35.1449 | 12.6302 | 0 | 23.5251 | 35.8478 | 12.8828 | 0 | 23.9956 | 36.5648 | 13.1405 | 0 | 24.4755 | 37.2961 | 13.4033 | 0 | 24.9651 | 38.042 | 13.6713 | 0 | 25.4644 | 38.8028 | 13.9448 | 0 | 25.9736 | 39.5789 | 14.2237 | 0 | 26.4931 | 40.3705 | 14.5081 | 0 | 27.023 | 41.1779 | 14.7983 | 0 | 27.5634 | 42.0014 | 15.0943 | 0 | 28.1147 | 42.8415 | 15.3961 | 0 | 28.677 | 43.6983 | 15.7041 | 0 | 29.2505 | 44.5723 | 16.0182 | 0 | 29.8356 | 45.4637 | 16.3385 | 0 | 30.4323 | 46.373 | 16.6653 | 0 | 31.0409 | 47.3004 | 16.9986 | 0 | 31.6617 | 48.2464 | 17.3386 | 0 | 32.295 | 49.2114 | 17.6853 | 0 | 32.9409 | 50.1956 | 18.039 | 0 | 33.5555 | 51.1322 | 18.3756 | 0 | 34.1826 | 52.0878 | 18.7191 | 0 | 34.8098 | 53.0435 | 19.0625
T&D ($/peak kW) | COMMERCIAL | 6 = Commercial Motors | 4 | TD:COMMERCIAL:6 = Commercial Motors:4 |  | 0 | 25.3855 | 38.6827 | 13.9016 | 0 | 25.8932 | 39.4563 | 14.1796 | 0 | 26.4111 | 40.2455 | 14.4632 | 0 | 26.9393 | 41.0504 | 14.7525 | 0 | 27.4781 | 41.8714 | 15.0475 | 0 | 28.0277 | 42.7088 | 15.3485 | 0 | 28.5882 | 43.563 | 15.6554 | 0 | 29.16 | 44.4342 | 15.9686 | 0 | 29.7432 | 45.3229 | 16.2879 | 0 | 30.338 | 46.2294 | 16.6137 | 0 | 30.9448 | 47.154 | 16.946 | 0 | 31.5637 | 48.0971 | 17.2849 | 0 | 32.195 | 49.059 | 17.6306 | 0 | 32.8389 | 50.0402 | 17.9832 | 0 | 33.4956 | 51.041 | 18.3429 | 0 | 34.1656 | 52.0618 | 18.7097 | 0 | 34.8489 | 53.103 | 19.0839 | 0 | 35.5458 | 54.1651 | 19.4656 | 0 | 36.2568 | 55.2484 | 19.8549 | 0 | 36.9819 | 56.3534 | 20.252 | 0 | 37.7215 | 57.4804 | 20.657 | 0 | 38.476 | 58.63 | 21.0702 | 0 | 39.1939 | 59.724 | 21.4633 | 0 | 39.9264 | 60.8402 | 21.8645 | 0 | 40.6589 | 61.9564 | 22.2656
T&D ($/peak kW) | COMMERCIAL | 6 = Commercial Motors | 5 | TD:COMMERCIAL:6 = Commercial Motors:5 |  | 0 | 39.548 | 60.2602 | 21.6486 | 0 | 40.339 | 61.4654 | 22.0816 | 0 | 41.1457 | 62.6947 | 22.5232 | 0 | 41.9687 | 63.9486 | 22.9737 | 0 | 42.808 | 65.2276 | 23.4332 | 0 | 43.6642 | 66.5321 | 23.9018 | 0 | 44.5375 | 67.8628 | 24.3799 | 0 | 45.4282 | 69.22 | 24.8675 | 0 | 46.3368 | 70.6044 | 25.3648 | 0 | 47.2635 | 72.0165 | 25.8721 | 0 | 48.2088 | 73.4569 | 26.3896 | 0 | 49.173 | 74.926 | 26.9174 | 0 | 50.1564 | 76.4245 | 27.4557 | 0 | 51.1596 | 77.953 | 28.0048 | 0 | 52.1827 | 79.5121 | 28.5649 | 0 | 53.2264 | 81.1023 | 29.1362 | 0 | 54.2909 | 82.7244 | 29.7189 | 0 | 55.3767 | 84.3788 | 30.3133 | 0 | 56.4843 | 86.0664 | 30.9196 | 0 | 57.614 | 87.7877 | 31.538 | 0 | 58.7662 | 89.5435 | 32.1687 | 0 | 59.9416 | 91.3344 | 32.8121 | 0 | 61.06 | 93.0386 | 33.4244 | 0 | 62.2012 | 94.7774 | 34.049 | 0 | 63.3424 | 96.5163 | 34.6737
T&D ($/peak kW) | COMMERCIAL | 6 = Commercial Motors | 11 | TD:COMMERCIAL:6 = Commercial Motors:11 |  | 0 | 31.77 | 48.4115 | 17.3979 | 0 | 32.4054 | 49.3797 | 17.7458 | 0 | 33.0535 | 50.3673 | 18.1008 | 0 | 33.7146 | 51.3747 | 18.4628 | 0 | 34.3889 | 52.4021 | 18.832 | 0 | 35.0767 | 53.4502 | 19.2087 | 0 | 35.7782 | 54.5192 | 19.5928 | 0 | 36.4938 | 55.6096 | 19.9847 | 0 | 37.2237 | 56.7218 | 20.3844 | 0 | 37.9681 | 57.8562 | 20.7921 | 0 | 38.7275 | 59.0133 | 21.2079 | 0 | 39.502 | 60.1936 | 21.6321 | 0 | 40.2921 | 61.3975 | 22.0647 | 0 | 41.0979 | 62.6254 | 22.506 | 0 | 41.9199 | 63.8779 | 22.9561 | 0 | 42.7583 | 65.1555 | 23.4153 | 0 | 43.6135 | 66.4586 | 23.8836 | 0 | 44.4857 | 67.7878 | 24.3612 | 0 | 45.3754 | 69.1435 | 24.8485 | 0 | 46.2829 | 70.5264 | 25.3454 | 0 | 47.2086 | 71.9369 | 25.8523 | 0 | 48.1528 | 73.3757 | 26.3694 | 0 | 49.0513 | 74.7448 | 26.8614 | 0 | 49.968 | 76.1417 | 27.3634 | 0 | 50.8847 | 77.5386 | 27.8654
T&D ($/peak kW) | COMMERCIAL | 6 = Commercial Motors | 12 | TD:COMMERCIAL:6 = Commercial Motors:12 |  | 0 | 29.0992 | 44.3416 | 15.9353 | 0 | 29.6811 | 45.2284 | 16.254 | 0 | 30.2748 | 46.133 | 16.579 | 0 | 30.8803 | 47.0556 | 16.9106 | 0 | 31.4979 | 47.9967 | 17.2488 | 0 | 32.1278 | 48.9567 | 17.5938 | 0 | 32.7704 | 49.9358 | 17.9457 | 0 | 33.4258 | 50.9345 | 18.3046 | 0 | 34.0943 | 51.9532 | 18.6707 | 0 | 34.7762 | 52.9923 | 19.0441 | 0 | 35.4717 | 54.0521 | 19.425 | 0 | 36.1811 | 55.1332 | 19.8135 | 0 | 36.9048 | 56.2358 | 20.2098 | 0 | 37.6429 | 57.3606 | 20.614 | 0 | 38.3957 | 58.5078 | 21.0262 | 0 | 39.1636 | 59.6779 | 21.4468 | 0 | 39.9469 | 60.8715 | 21.8757 | 0 | 40.7458 | 62.0889 | 22.3132 | 0 | 41.5608 | 63.3307 | 22.7595 | 0 | 42.392 | 64.5973 | 23.2147 | 0 | 43.2398 | 65.8893 | 23.6789 | 0 | 44.1046 | 67.207 | 24.1525 | 0 | 44.9276 | 68.4611 | 24.6032 | 0 | 45.7672 | 69.7406 | 25.063 | 0 | 46.6069 | 71.02 | 25.5228
T&D ($/peak kW) | COMMERCIAL | 6 = Commercial Motors | 13 | TD:COMMERCIAL:6 = Commercial Motors:13 |  | 0 | 26.2555 | 40.0084 | 14.378 | 0 | 26.7806 | 40.8085 | 14.6656 | 0 | 27.3162 | 41.6247 | 14.9589 | 0 | 27.8625 | 42.4572 | 15.2581 | 0 | 28.4198 | 43.3063 | 15.5632 | 0 | 28.9882 | 44.1725 | 15.8745 | 0 | 29.5679 | 45.0559 | 16.192 | 0 | 30.1593 | 45.957 | 16.5158 | 0 | 30.7625 | 46.8762 | 16.8461 | 0 | 31.3777 | 47.8137 | 17.183 | 0 | 32.0053 | 48.77 | 17.5267 | 0 | 32.6454 | 49.7454 | 17.8772 | 0 | 33.2983 | 50.7403 | 18.2348 | 0 | 33.9643 | 51.7551 | 18.5995 | 0 | 34.6436 | 52.7902 | 18.9715 | 0 | 35.3364 | 53.846 | 19.3509 | 0 | 36.0432 | 54.9229 | 19.7379 | 0 | 36.764 | 56.0214 | 20.1327 | 0 | 37.4993 | 57.1418 | 20.5353 | 0 | 38.2493 | 58.2846 | 20.946 | 0 | 39.0143 | 59.4503 | 21.365 | 0 | 39.7946 | 60.6393 | 21.7923 | 0 | 40.5371 | 61.7708 | 22.1989 | 0 | 41.2947 | 62.9253 | 22.6138 | 0 | 42.0523 | 64.0797 | 23.0286
T&D ($/peak kW) | COMMERCIAL | 6 = Commercial Motors | 16 | TD:COMMERCIAL:6 = Commercial Motors:16 |  | 0 | 24.0848 | 36.6917 | 13.1668 | 0 | 24.5665 | 37.4256 | 13.4302 | 0 | 25.0578 | 38.1741 | 13.6988 | 0 | 25.559 | 38.9376 | 13.9727 | 0 | 26.0701 | 39.7163 | 14.2522 | 0 | 26.5915 | 40.5106 | 14.5372 | 0 | 27.1234 | 41.3208 | 14.828 | 0 | 27.6658 | 42.1473 | 15.1245 | 0 | 28.2192 | 42.9902 | 15.427 | 0 | 28.7835 | 43.85 | 15.7356 | 0 | 29.3592 | 44.727 | 16.0503 | 0 | 29.9464 | 45.6215 | 16.3713 | 0 | 30.5453 | 46.534 | 16.6987 | 0 | 31.1562 | 47.4647 | 17.0327 | 0 | 31.7794 | 48.414 | 17.3733 | 0 | 32.4149 | 49.3822 | 17.7208 | 0 | 33.0632 | 50.3699 | 18.0752 | 0 | 33.7245 | 51.3773 | 18.4367 | 0 | 34.399 | 52.4048 | 18.8055 | 0 | 35.087 | 53.4529 | 19.1816 | 0 | 35.7887 | 54.522 | 19.5652 | 0 | 36.5045 | 55.6124 | 19.9565 | 0 | 37.1856 | 56.6501 | 20.3289 | 0 | 37.8806 | 57.7089 | 20.7088 | 0 | 38.5756 | 58.7676 | 21.0887
T&D ($/peak kW) | COMMERCIAL | 6 = Commercial Motors | SYSTEM | TD:COMMERCIAL:6 = Commercial Motors:SYSTEM |  | 0 | 21.2582 | 32.3935 | 11.6414 | 0 | 21.6834 | 33.0414 | 11.8742 | 0 | 22.1171 | 33.7022 | 12.1117 | 0 | 22.5594 | 34.3762 | 12.354 | 0 | 23.0106 | 35.0638 | 12.601 | 0 | 23.4708 | 35.765 | 12.8531 | 0 | 23.9402 | 36.4803 | 13.1101 | 0 | 24.419 | 37.21 | 13.3723 | 0 | 24.9074 | 37.9542 | 13.6398 | 0 | 25.4056 | 38.7132 | 13.9126 | 0 | 25.9137 | 39.4875 | 14.1908 | 0 | 26.4319 | 40.2772 | 14.4746 | 0 | 26.9606 | 41.0828 | 14.7641 | 0 | 27.4998 | 41.9044 | 15.0594 | 0 | 28.0498 | 42.7425 | 15.3606 | 0 | 28.6108 | 43.5974 | 15.6678 | 0 | 29.183 | 44.4693 | 15.9812 | 0 | 29.7667 | 45.3587 | 16.3008 | 0 | 30.362 | 46.2659 | 16.6268 | 0 | 30.9692 | 47.1912 | 16.9593 | 0 | 31.5886 | 48.135 | 17.2985 | 0 | 32.2204 | 49.0977 | 17.6445 | 0 | 32.8216 | 50.0139 | 17.9737 | 0 | 33.435 | 50.9486 | 18.3097 | 0 | 34.0484 | 51.8833 | 18.6456
T&D ($/peak kW) | COMMERCIAL | 7 = Commercial Process | 1 | TD:COMMERCIAL:7 = Commercial Process:1 |  | 0 | 26.2754 | 40.0264 | 14.358 | 0 | 26.8009 | 40.8269 | 14.6451 | 0 | 27.3369 | 41.6435 | 14.938 | 0 | 27.8836 | 42.4763 | 15.2368 | 0 | 28.4413 | 43.3259 | 15.5415 | 0 | 29.0101 | 44.1924 | 15.8524 | 0 | 29.5903 | 45.0762 | 16.1694 | 0 | 30.1821 | 45.9778 | 16.4928 | 0 | 30.7858 | 46.8973 | 16.8226 | 0 | 31.4015 | 47.8353 | 17.1591 | 0 | 32.0295 | 48.792 | 17.5023 | 0 | 32.6701 | 49.7678 | 17.8523 | 0 | 33.3235 | 50.7632 | 18.2094 | 0 | 33.99 | 51.7784 | 18.5736 | 0 | 34.6698 | 52.814 | 18.945 | 0 | 35.3632 | 53.8703 | 19.3239 | 0 | 36.0704 | 54.9477 | 19.7104 | 0 | 36.7918 | 56.0466 | 20.1046 | 0 | 37.5277 | 57.1676 | 20.5067 | 0 | 38.2782 | 58.3109 | 20.9168 | 0 | 39.0438 | 59.4771 | 21.3352 | 0 | 39.8247 | 60.6667 | 21.7619 | 0 | 40.5678 | 61.7987 | 22.1679 | 0 | 41.326 | 62.9536 | 22.5822 | 0 | 42.0841 | 64.1086 | 22.9966
T&D ($/peak kW) | COMMERCIAL | 7 = Commercial Process | 2 | TD:COMMERCIAL:7 = Commercial Process:2 |  | 0 | 29.3233 | 44.6832 | 16.058 | 0 | 29.9098 | 45.5768 | 16.3792 | 0 | 30.508 | 46.4884 | 16.7068 | 0 | 31.1182 | 47.4181 | 17.0409 | 0 | 31.7405 | 48.3665 | 17.3817 | 0 | 32.3753 | 49.3338 | 17.7293 | 0 | 33.0228 | 50.3205 | 18.0839 | 0 | 33.6833 | 51.3269 | 18.4456 | 0 | 34.357 | 52.3535 | 18.8145 | 0 | 35.0441 | 53.4005 | 19.1908 | 0 | 35.745 | 54.4685 | 19.5746 | 0 | 36.4599 | 55.5579 | 19.9661 | 0 | 37.1891 | 56.6691 | 20.3654 | 0 | 37.9329 | 57.8024 | 20.7728 | 0 | 38.6915 | 58.9585 | 21.1882 | 0 | 39.4653 | 60.1377 | 21.612 | 0 | 40.2546 | 61.3404 | 22.0442 | 0 | 41.0597 | 62.5672 | 22.4851 | 0 | 41.8809 | 63.8186 | 22.9348 | 0 | 42.7186 | 65.0949 | 23.3935 | 0 | 43.5729 | 66.3968 | 23.8614 | 0 | 44.4444 | 67.7248 | 24.3386 | 0 | 45.2737 | 68.9885 | 24.7927 | 0 | 46.1198 | 70.2778 | 25.2561 | 0 | 46.9659 | 71.5672 | 25.7194
T&D ($/peak kW) | COMMERCIAL | 7 = Commercial Process | 3A | TD:COMMERCIAL:7 = Commercial Process:3A |  | 0 | 21.0208 | 32.0318 | 11.5114 | 0 | 21.4413 | 32.6724 | 11.7416 | 0 | 21.8701 | 33.3258 | 11.9765 | 0 | 22.3075 | 33.9924 | 12.216 | 0 | 22.7536 | 34.6722 | 12.4603 | 0 | 23.2087 | 35.3656 | 12.7095 | 0 | 23.6729 | 36.073 | 12.9637 | 0 | 24.1463 | 36.7944 | 13.223 | 0 | 24.6293 | 37.5303 | 13.4875 | 0 | 25.1219 | 38.2809 | 13.7572 | 0 | 25.6243 | 39.0465 | 14.0323 | 0 | 26.1368 | 39.8275 | 14.313 | 0 | 26.6595 | 40.624 | 14.5993 | 0 | 27.1927 | 41.4365 | 14.8912 | 0 | 27.7366 | 42.2652 | 15.1891 | 0 | 28.2913 | 43.1105 | 15.4928 | 0 | 28.8571 | 43.9727 | 15.8027 | 0 | 29.4343 | 44.8522 | 16.1188 | 0 | 30.0229 | 45.7492 | 16.4411 | 0 | 30.6234 | 46.6642 | 16.77 | 0 | 31.2359 | 47.5975 | 17.1054 | 0 | 31.8606 | 48.5495 | 17.4475 | 0 | 32.4551 | 49.4554 | 17.773 | 0 | 33.0616 | 50.3796 | 18.1052 | 0 | 33.6682 | 51.3039 | 18.4373
T&D ($/peak kW) | COMMERCIAL | 7 = Commercial Process | 3B | TD:COMMERCIAL:7 = Commercial Process:3B |  | 0 | 21.4909 | 32.748 | 11.7688 | 0 | 21.9207 | 33.403 | 12.0042 | 0 | 22.3591 | 34.071 | 12.2443 | 0 | 22.8063 | 34.7524 | 12.4892 | 0 | 23.2624 | 35.4475 | 12.7389 | 0 | 23.7277 | 36.1564 | 12.9937 | 0 | 24.2022 | 36.8796 | 13.2536 | 0 | 24.6863 | 37.6172 | 13.5187 | 0 | 25.18 | 38.3695 | 13.789 | 0 | 25.6836 | 39.1369 | 14.0648 | 0 | 26.1973 | 39.9196 | 14.3461 | 0 | 26.7212 | 40.718 | 14.633 | 0 | 27.2556 | 41.5324 | 14.9257 | 0 | 27.8007 | 42.363 | 15.2242 | 0 | 28.3568 | 43.2103 | 15.5287 | 0 | 28.9239 | 44.0745 | 15.8393 | 0 | 29.5024 | 44.956 | 16.1561 | 0 | 30.0924 | 45.8551 | 16.4792 | 0 | 30.6943 | 46.7722 | 16.8088 | 0 | 31.3082 | 47.7077 | 17.1449 | 0 | 31.9343 | 48.6618 | 17.4878 | 0 | 32.573 | 49.6351 | 17.8376 | 0 | 33.1808 | 50.5612 | 18.1704 | 0 | 33.8009 | 51.5062 | 18.51 | 0 | 34.421 | 52.4511 | 18.8496
T&D ($/peak kW) | COMMERCIAL | 7 = Commercial Process | 4 | TD:COMMERCIAL:7 = Commercial Process:4 |  | 0 | 24.8993 | 37.9417 | 13.6353 | 0 | 25.3972 | 38.7006 | 13.908 | 0 | 25.9052 | 39.4746 | 14.1862 | 0 | 26.4233 | 40.2641 | 14.4699 | 0 | 26.9518 | 41.0693 | 14.7593 | 0 | 27.4908 | 41.8907 | 15.0545 | 0 | 28.0406 | 42.7286 | 15.3556 | 0 | 28.6014 | 43.5831 | 15.6627 | 0 | 29.1735 | 44.4548 | 15.9759 | 0 | 29.7569 | 45.3439 | 16.2955 | 0 | 30.3521 | 46.2508 | 16.6214 | 0 | 30.9591 | 47.1758 | 16.9538 | 0 | 31.5783 | 48.1193 | 17.2929 | 0 | 32.2098 | 49.0817 | 17.6387 | 0 | 32.854 | 50.0633 | 17.9915 | 0 | 33.5111 | 51.0646 | 18.3513 | 0 | 34.1813 | 52.0859 | 18.7184 | 0 | 34.865 | 53.1276 | 19.0927 | 0 | 35.5623 | 54.1901 | 19.4746 | 0 | 36.2735 | 55.2739 | 19.8641 | 0 | 36.999 | 56.3794 | 20.2614 | 0 | 37.739 | 57.507 | 20.6666 | 0 | 38.4432 | 58.5801 | 21.0522 | 0 | 39.1616 | 59.6749 | 21.4457 | 0 | 39.8801 | 60.7697 | 21.8391
T&D ($/peak kW) | COMMERCIAL | 7 = Commercial Process | 5 | TD:COMMERCIAL:7 = Commercial Process:5 |  | 0 | 33.2845 | 50.7165 | 18.2206 | 0 | 33.9501 | 51.7309 | 18.585 | 0 | 34.6291 | 52.7655 | 18.9567 | 0 | 35.3217 | 53.8208 | 19.3358 | 0 | 36.0282 | 54.8972 | 19.7225 | 0 | 36.7487 | 55.9952 | 20.117 | 0 | 37.4837 | 57.1151 | 20.5193 | 0 | 38.2334 | 58.2574 | 20.9297 | 0 | 38.998 | 59.4225 | 21.3483 | 0 | 39.778 | 60.611 | 21.7752 | 0 | 40.5736 | 61.8232 | 22.2108 | 0 | 41.385 | 63.0596 | 22.655 | 0 | 42.2127 | 64.3208 | 23.1081 | 0 | 43.057 | 65.6072 | 23.5702 | 0 | 43.9181 | 66.9194 | 24.0416 | 0 | 44.7965 | 68.2578 | 24.5225 | 0 | 45.6924 | 69.6229 | 25.0129 | 0 | 46.6063 | 71.0154 | 25.5132 | 0 | 47.5384 | 72.4357 | 26.0234 | 0 | 48.4892 | 73.8844 | 26.5439 | 0 | 49.4589 | 75.3621 | 27.0748 | 0 | 50.4481 | 76.8693 | 27.6163 | 0 | 51.3895 | 78.3037 | 28.1316 | 0 | 52.3499 | 79.7671 | 28.6573 | 0 | 53.3103 | 81.2305 | 29.1831
T&D ($/peak kW) | COMMERCIAL | 7 = Commercial Process | 11 | TD:COMMERCIAL:7 = Commercial Process:11 |  | 0 | 31.3579 | 47.7835 | 17.1722 | 0 | 31.9851 | 48.7392 | 17.5156 | 0 | 32.6248 | 49.714 | 17.866 | 0 | 33.2773 | 50.7083 | 18.2233 | 0 | 33.9428 | 51.7224 | 18.5877 | 0 | 34.6217 | 52.7569 | 18.9595 | 0 | 35.3141 | 53.812 | 19.3387 | 0 | 36.0204 | 54.8882 | 19.7255 | 0 | 36.7408 | 55.986 | 20.12 | 0 | 37.4756 | 57.1057 | 20.5224 | 0 | 38.2251 | 58.2478 | 20.9328 | 0 | 38.9896 | 59.4128 | 21.3515 | 0 | 39.7694 | 60.6011 | 21.7785 | 0 | 40.5648 | 61.8131 | 22.2141 | 0 | 41.3761 | 63.0493 | 22.6584 | 0 | 42.2036 | 64.3103 | 23.1115 | 0 | 43.0477 | 65.5965 | 23.5738 | 0 | 43.9087 | 66.9085 | 24.0452 | 0 | 44.7869 | 68.2466 | 24.5261 | 0 | 45.6826 | 69.6116 | 25.0167 | 0 | 46.5962 | 71.0038 | 25.517 | 0 | 47.5282 | 72.4239 | 26.0273 | 0 | 48.415 | 73.7753 | 26.513 | 0 | 49.3198 | 75.1541 | 27.0085 | 0 | 50.2247 | 76.5329 | 27.504
T&D ($/peak kW) | COMMERCIAL | 7 = Commercial Process | 12 | TD:COMMERCIAL:7 = Commercial Process:12 |  | 0 | 28.8465 | 43.9565 | 15.7969 | 0 | 29.4234 | 44.8356 | 16.1128 | 0 | 30.0119 | 45.7324 | 16.4351 | 0 | 30.6121 | 46.647 | 16.7638 | 0 | 31.2243 | 47.5799 | 17.099 | 0 | 31.8488 | 48.5315 | 17.441 | 0 | 32.4858 | 49.5022 | 17.7898 | 0 | 33.1355 | 50.4922 | 18.1456 | 0 | 33.7982 | 51.5021 | 18.5086 | 0 | 34.4742 | 52.5321 | 18.8787 | 0 | 35.1637 | 53.5828 | 19.2563 | 0 | 35.867 | 54.6544 | 19.6414 | 0 | 36.5843 | 55.7475 | 20.0343 | 0 | 37.316 | 56.8624 | 20.4349 | 0 | 38.0623 | 57.9997 | 20.8436 | 0 | 38.8235 | 59.1597 | 21.2605 | 0 | 39.6 | 60.3429 | 21.6857 | 0 | 40.392 | 61.5497 | 22.1194 | 0 | 41.1999 | 62.7807 | 22.5618 | 0 | 42.0239 | 64.0363 | 23.0131 | 0 | 42.8643 | 65.3171 | 23.4733 | 0 | 43.7216 | 66.6234 | 23.9428 | 0 | 44.5374 | 67.8666 | 24.3895 | 0 | 45.3698 | 69.1349 | 24.8454 | 0 | 46.2022 | 70.4033 | 25.3012
T&D ($/peak kW) | COMMERCIAL | 7 = Commercial Process | 13 | TD:COMMERCIAL:7 = Commercial Process:13 |  | 0 | 25.9653 | 39.5661 | 14.2191 | 0 | 26.4846 | 40.3574 | 14.5035 | 0 | 27.0143 | 41.1646 | 14.7935 | 0 | 27.5545 | 41.9879 | 15.0894 | 0 | 28.1056 | 42.8276 | 15.3912 | 0 | 28.6677 | 43.6842 | 15.699 | 0 | 29.2411 | 44.5579 | 16.013 | 0 | 29.8259 | 45.449 | 16.3332 | 0 | 30.4224 | 46.358 | 16.6599 | 0 | 31.0309 | 47.2852 | 16.9931 | 0 | 31.6515 | 48.2309 | 17.333 | 0 | 32.2845 | 49.1955 | 17.6796 | 0 | 32.9302 | 50.1794 | 18.0332 | 0 | 33.5888 | 51.183 | 18.3939 | 0 | 34.2606 | 52.2066 | 18.7618 | 0 | 34.9458 | 53.2508 | 19.137 | 0 | 35.6447 | 54.3158 | 19.5197 | 0 | 36.3576 | 55.4021 | 19.9101 | 0 | 37.0848 | 56.5102 | 20.3083 | 0 | 37.8265 | 57.6404 | 20.7145 | 0 | 38.583 | 58.7932 | 21.1288 | 0 | 39.3547 | 59.969 | 21.5514 | 0 | 40.089 | 61.088 | 21.9535 | 0 | 40.8382 | 62.2297 | 22.3638 | 0 | 41.5875 | 63.3714 | 22.7741
T&D ($/peak kW) | COMMERCIAL | 7 = Commercial Process | 16 | TD:COMMERCIAL:7 = Commercial Process:16 |  | 0 | 23.1808 | 35.3163 | 12.6769 | 0 | 23.6445 | 36.0226 | 12.9304 | 0 | 24.1173 | 36.7431 | 13.189 | 0 | 24.5997 | 37.4779 | 13.4528 | 0 | 25.0917 | 38.2275 | 13.7219 | 0 | 25.5935 | 38.992 | 13.9963 | 0 | 26.1054 | 39.7719 | 14.2762 | 0 | 26.6275 | 40.5673 | 14.5618 | 0 | 27.16 | 41.3787 | 14.853 | 0 | 27.7032 | 42.2062 | 15.1501 | 0 | 28.2573 | 43.0504 | 15.4531 | 0 | 28.8225 | 43.9114 | 15.7621 | 0 | 29.3989 | 44.7896 | 16.0774 | 0 | 29.9869 | 45.6854 | 16.3989 | 0 | 30.5866 | 46.5991 | 16.7269 | 0 | 31.1984 | 47.5311 | 17.0614 | 0 | 31.8223 | 48.4817 | 17.4027 | 0 | 32.4588 | 49.4513 | 17.7507 | 0 | 33.1079 | 50.4404 | 18.1057 | 0 | 33.7701 | 51.4492 | 18.4678 | 0 | 34.4455 | 52.4782 | 18.8372 | 0 | 35.1344 | 53.5277 | 19.2139 | 0 | 35.79 | 54.5265 | 19.5725 | 0 | 36.4589 | 55.5456 | 19.9383 | 0 | 37.1278 | 56.5646 | 20.304
T&D ($/peak kW) | COMMERCIAL | 7 = Commercial Process | SYSTEM | TD:COMMERCIAL:7 = Commercial Process:SYSTEM |  | 0 | 21.0208 | 32.0318 | 11.5114 | 0 | 21.4413 | 32.6724 | 11.7416 | 0 | 21.8701 | 33.3258 | 11.9765 | 0 | 22.3075 | 33.9924 | 12.216 | 0 | 22.7536 | 34.6722 | 12.4603 | 0 | 23.2087 | 35.3656 | 12.7095 | 0 | 23.6729 | 36.073 | 12.9637 | 0 | 24.1463 | 36.7944 | 13.223 | 0 | 24.6293 | 37.5303 | 13.4875 | 0 | 25.1219 | 38.2809 | 13.7572 | 0 | 25.6243 | 39.0465 | 14.0323 | 0 | 26.1368 | 39.8275 | 14.313 | 0 | 26.6595 | 40.624 | 14.5993 | 0 | 27.1927 | 41.4365 | 14.8912 | 0 | 27.7366 | 42.2652 | 15.1891 | 0 | 28.2913 | 43.1105 | 15.4928 | 0 | 28.8571 | 43.9727 | 15.8027 | 0 | 29.4343 | 44.8522 | 16.1188 | 0 | 30.0229 | 45.7492 | 16.4411 | 0 | 30.6234 | 46.6642 | 16.77 | 0 | 31.2359 | 47.5975 | 17.1054 | 0 | 31.8606 | 48.5495 | 17.4475 | 0 | 32.4551 | 49.4554 | 17.773 | 0 | 33.0616 | 50.3796 | 18.1052 | 0 | 33.6682 | 51.3039 | 18.4373
T&D ($/peak kW) | INDUSTRIAL | 8 = Industrial Indoor Lighting | 1 | TD:INDUSTRIAL:8 = Industrial Indoor Lighting:1 |  | 0 | 28.0468 | 42.7259 | 15.3285 | 0 | 28.6078 | 43.5804 | 15.635 | 0 | 29.1799 | 44.4521 | 15.9477 | 0 | 29.7635 | 45.3411 | 16.2667 | 0 | 30.3588 | 46.2479 | 16.592 | 0 | 30.966 | 47.1729 | 16.9239 | 0 | 31.5853 | 48.1163 | 17.2623 | 0 | 32.217 | 49.0787 | 17.6076 | 0 | 32.8613 | 50.0602 | 17.9597 | 0 | 33.5185 | 51.0614 | 18.3189 | 0 | 34.1889 | 52.0827 | 18.6853 | 0 | 34.8727 | 53.1243 | 19.059 | 0 | 35.5702 | 54.1868 | 19.4402 | 0 | 36.2816 | 55.2705 | 19.829 | 0 | 37.0072 | 56.376 | 20.2256 | 0 | 37.7473 | 57.5035 | 20.6301 | 0 | 38.5023 | 58.6535 | 21.0427 | 0 | 39.2723 | 59.8266 | 21.4635 | 0 | 40.0578 | 61.0231 | 21.8928 | 0 | 40.8589 | 62.2436 | 22.3307 | 0 | 41.6761 | 63.4885 | 22.7773 | 0 | 42.5096 | 64.7583 | 23.2328 | 0 | 43.3028 | 65.9666 | 23.6663 | 0 | 44.1121 | 67.1995 | 24.1087 | 0 | 44.9214 | 68.4323 | 24.551
T&D ($/peak kW) | INDUSTRIAL | 8 = Industrial Indoor Lighting | 2 | TD:INDUSTRIAL:8 = Industrial Indoor Lighting:2 |  | 0 | 30.2519 | 46.0981 | 16.5665 | 0 | 30.8569 | 47.0201 | 16.8978 | 0 | 31.4741 | 47.9605 | 17.2358 | 0 | 32.1035 | 48.9197 | 17.5805 | 0 | 32.7456 | 49.8981 | 17.9321 | 0 | 33.4005 | 50.896 | 18.2908 | 0 | 34.0685 | 51.914 | 18.6566 | 0 | 34.7499 | 52.9522 | 19.0297 | 0 | 35.4449 | 54.0113 | 19.4103 | 0 | 36.1538 | 55.0915 | 19.7985 | 0 | 36.8769 | 56.1933 | 20.1945 | 0 | 37.6144 | 57.3172 | 20.5984 | 0 | 38.3667 | 58.4636 | 21.0103 | 0 | 39.134 | 59.6328 | 21.4305 | 0 | 39.9167 | 60.8255 | 21.8592 | 0 | 40.7151 | 62.042 | 22.2963 | 0 | 41.5294 | 63.2828 | 22.7423 | 0 | 42.3599 | 64.5485 | 23.1971 | 0 | 43.2071 | 65.8395 | 23.6611 | 0 | 44.0713 | 67.1562 | 24.1343 | 0 | 44.9527 | 68.4994 | 24.617 | 0 | 45.8518 | 69.8694 | 25.1093 | 0 | 46.7073 | 71.1731 | 25.5778 | 0 | 47.5803 | 72.5032 | 26.0559 | 0 | 48.4532 | 73.8334 | 26.5339
T&D ($/peak kW) | INDUSTRIAL | 8 = Industrial Indoor Lighting | 3A | TD:INDUSTRIAL:8 = Industrial Indoor Lighting:3A |  | 0 | 21.269 | 32.4099 | 11.6473 | 0 | 21.6944 | 33.0581 | 11.8803 | 0 | 22.1283 | 33.7193 | 12.1179 | 0 | 22.5709 | 34.3937 | 12.3602 | 0 | 23.0223 | 35.0816 | 12.6074 | 0 | 23.4827 | 35.7832 | 12.8596 | 0 | 23.9524 | 36.4989 | 13.1168 | 0 | 24.4314 | 37.2288 | 13.3791 | 0 | 24.9201 | 37.9734 | 13.6467 | 0 | 25.4185 | 38.7329 | 13.9196 | 0 | 25.9268 | 39.5075 | 14.198 | 0 | 26.4454 | 40.2977 | 14.482 | 0 | 26.9743 | 41.1036 | 14.7716 | 0 | 27.5138 | 41.9257 | 15.0671 | 0 | 28.064 | 42.7642 | 15.3684 | 0 | 28.6253 | 43.6195 | 15.6758 | 0 | 29.1978 | 44.4919 | 15.9893 | 0 | 29.7818 | 45.3817 | 16.3091 | 0 | 30.3774 | 46.2894 | 16.6352 | 0 | 30.985 | 47.2152 | 16.968 | 0 | 31.6047 | 48.1595 | 17.3073 | 0 | 32.2367 | 49.1227 | 17.6535 | 0 | 32.8383 | 50.0393 | 17.9829 | 0 | 33.452 | 50.9745 | 18.3189 | 0 | 34.0657 | 51.9096 | 18.655
T&D ($/peak kW) | INDUSTRIAL | 8 = Industrial Indoor Lighting | 3B | TD:INDUSTRIAL:8 = Industrial Indoor Lighting:3B |  | 0 | 21.7446 | 33.1347 | 11.9078 | 0 | 22.1795 | 33.7973 | 12.1459 | 0 | 22.6231 | 34.4733 | 12.3888 | 0 | 23.0756 | 35.1628 | 12.6366 | 0 | 23.5371 | 35.866 | 12.8893 | 0 | 24.0078 | 36.5833 | 13.1471 | 0 | 24.488 | 37.315 | 13.4101 | 0 | 24.9777 | 38.0613 | 13.6783 | 0 | 25.4773 | 38.8225 | 13.9518 | 0 | 25.9868 | 39.599 | 14.2309 | 0 | 26.5066 | 40.391 | 14.5155 | 0 | 27.0367 | 41.1988 | 14.8058 | 0 | 27.5774 | 42.0228 | 15.1019 | 0 | 28.129 | 42.8632 | 15.404 | 0 | 28.6916 | 43.7205 | 15.712 | 0 | 29.2654 | 44.5949 | 16.0263 | 0 | 29.8507 | 45.4868 | 16.3468 | 0 | 30.4477 | 46.3965 | 16.6737 | 0 | 31.0567 | 47.3244 | 17.0072 | 0 | 31.6778 | 48.2709 | 17.3474 | 0 | 32.3114 | 49.2364 | 17.6943 | 0 | 32.9576 | 50.2211 | 18.0482 | 0 | 33.5726 | 51.1582 | 18.385 | 0 | 34.2 | 52.1143 | 18.7286 | 0 | 34.8274 | 53.0704 | 19.0722
T&D ($/peak kW) | INDUSTRIAL | 8 = Industrial Indoor Lighting | 4 | TD:INDUSTRIAL:8 = Industrial Indoor Lighting:4 |  | 0 | 25.4076 | 38.7164 | 13.9137 | 0 | 25.9158 | 39.4907 | 14.192 | 0 | 26.4341 | 40.2805 | 14.4758 | 0 | 26.9628 | 41.0861 | 14.7653 | 0 | 27.502 | 41.9078 | 15.0606 | 0 | 28.0521 | 42.746 | 15.3618 | 0 | 28.6131 | 43.6009 | 15.6691 | 0 | 29.1854 | 44.4729 | 15.9825 | 0 | 29.7691 | 45.3624 | 16.3021 | 0 | 30.3644 | 46.2696 | 16.6282 | 0 | 30.9717 | 47.195 | 16.9607 | 0 | 31.5912 | 48.1389 | 17.2999 | 0 | 32.223 | 49.1017 | 17.6459 | 0 | 32.8675 | 50.0837 | 17.9988 | 0 | 33.5248 | 51.0854 | 18.3588 | 0 | 34.1953 | 52.1071 | 18.726 | 0 | 34.8792 | 53.1493 | 19.1005 | 0 | 35.5768 | 54.2123 | 19.4825 | 0 | 36.2883 | 55.2965 | 19.8722 | 0 | 37.0141 | 56.4024 | 20.2696 | 0 | 37.7544 | 57.5305 | 20.675 | 0 | 38.5095 | 58.6811 | 21.0885 | 0 | 39.228 | 59.776 | 21.482 | 0 | 39.9612 | 60.8932 | 21.8835 | 0 | 40.6943 | 62.0104 | 22.285
T&D ($/peak kW) | INDUSTRIAL | 8 = Industrial Indoor Lighting | 5 | TD:INDUSTRIAL:8 = Industrial Indoor Lighting:5 |  | 0 | 39.7989 | 60.6433 | 21.7881 | 0 | 40.5949 | 61.8562 | 22.2238 | 0 | 41.4067 | 63.0933 | 22.6683 | 0 | 42.2349 | 64.3552 | 23.1217 | 0 | 43.0796 | 65.6423 | 23.5841 | 0 | 43.9412 | 66.9551 | 24.0558 | 0 | 44.82 | 68.2942 | 24.5369 | 0 | 45.7164 | 69.6601 | 25.0276 | 0 | 46.6307 | 71.0533 | 25.5282 | 0 | 47.5633 | 72.4744 | 26.0388 | 0 | 48.5146 | 73.9239 | 26.5595 | 0 | 49.4849 | 75.4023 | 27.0907 | 0 | 50.4746 | 76.9104 | 27.6325 | 0 | 51.4841 | 78.4486 | 28.1852 | 0 | 52.5138 | 80.0176 | 28.7489 | 0 | 53.564 | 81.6179 | 29.3239 | 0 | 54.6353 | 83.2503 | 29.9103 | 0 | 55.728 | 84.9153 | 30.5086 | 0 | 56.8426 | 86.6136 | 31.1187 | 0 | 57.9794 | 88.3458 | 31.7411 | 0 | 59.139 | 90.1128 | 32.3759 | 0 | 60.3218 | 91.915 | 33.0234 | 0 | 61.4474 | 93.6301 | 33.6396 | 0 | 62.5958 | 95.38 | 34.2683 | 0 | 63.7442 | 97.1298 | 34.897
T&D ($/peak kW) | INDUSTRIAL | 8 = Industrial Indoor Lighting | 11 | TD:INDUSTRIAL:8 = Industrial Indoor Lighting:11 |  | 0 | 31.7888 | 48.44 | 17.4081 | 0 | 32.4245 | 49.4088 | 17.7563 | 0 | 33.073 | 50.397 | 18.1114 | 0 | 33.7345 | 51.4049 | 18.4737 | 0 | 34.4092 | 52.433 | 18.8431 | 0 | 35.0974 | 53.4817 | 19.22 | 0 | 35.7993 | 54.5513 | 19.6044 | 0 | 36.5153 | 55.6424 | 19.9965 | 0 | 37.2456 | 56.7552 | 20.3964 | 0 | 37.9905 | 57.8903 | 20.8043 | 0 | 38.7503 | 59.0481 | 21.2204 | 0 | 39.5253 | 60.2291 | 21.6448 | 0 | 40.3158 | 61.4337 | 22.0777 | 0 | 41.1222 | 62.6623 | 22.5193 | 0 | 41.9446 | 63.9156 | 22.9697 | 0 | 42.7835 | 65.1939 | 23.4291 | 0 | 43.6392 | 66.4978 | 23.8976 | 0 | 44.512 | 67.8277 | 24.3756 | 0 | 45.4022 | 69.1843 | 24.8631 | 0 | 46.3102 | 70.568 | 25.3604 | 0 | 47.2364 | 71.9793 | 25.8676 | 0 | 48.1812 | 73.4189 | 26.3849 | 0 | 49.0802 | 74.7889 | 26.8773 | 0 | 49.9975 | 76.1866 | 27.3796 | 0 | 50.9147 | 77.5844 | 27.8819
T&D ($/peak kW) | INDUSTRIAL | 8 = Industrial Indoor Lighting | 12 | TD:INDUSTRIAL:8 = Industrial Indoor Lighting:12 |  | 0 | 29.1106 | 44.3591 | 15.9415 | 0 | 29.6929 | 45.2463 | 16.2604 | 0 | 30.2867 | 46.1512 | 16.5856 | 0 | 30.8925 | 47.0742 | 16.9173 | 0 | 31.5103 | 48.0157 | 17.2556 | 0 | 32.1405 | 48.976 | 17.6008 | 0 | 32.7833 | 49.9555 | 17.9528 | 0 | 33.439 | 50.9546 | 18.3118 | 0 | 34.1078 | 51.9737 | 18.6781 | 0 | 34.7899 | 53.0132 | 19.0516 | 0 | 35.4857 | 54.0735 | 19.4327 | 0 | 36.1954 | 55.1549 | 19.8213 | 0 | 36.9193 | 56.258 | 20.2177 | 0 | 37.6577 | 57.3832 | 20.6221 | 0 | 38.4109 | 58.5309 | 21.0345 | 0 | 39.1791 | 59.7015 | 21.4552 | 0 | 39.9627 | 60.8955 | 21.8843 | 0 | 40.7619 | 62.1134 | 22.322 | 0 | 41.5772 | 63.3557 | 22.7685 | 0 | 42.4087 | 64.6228 | 23.2238 | 0 | 43.2569 | 65.9153 | 23.6883 | 0 | 44.122 | 67.2336 | 24.1621 | 0 | 44.9453 | 68.4881 | 24.6129 | 0 | 45.7853 | 69.7681 | 25.0729 | 0 | 46.6253 | 71.0481 | 25.5329
T&D ($/peak kW) | INDUSTRIAL | 8 = Industrial Indoor Lighting | 13 | TD:INDUSTRIAL:8 = Industrial Indoor Lighting:13 |  | 0 | 26.2687 | 40.0285 | 14.3852 | 0 | 26.7941 | 40.829 | 14.6729 | 0 | 27.3299 | 41.6456 | 14.9664 | 0 | 27.8765 | 42.4785 | 15.2657 | 0 | 28.4341 | 43.3281 | 15.571 | 0 | 29.0027 | 44.1947 | 15.8825 | 0 | 29.5828 | 45.0785 | 16.2001 | 0 | 30.1745 | 45.9801 | 16.5241 | 0 | 30.7779 | 46.8997 | 16.8546 | 0 | 31.3935 | 47.8377 | 17.1917 | 0 | 32.0214 | 48.7945 | 17.5355 | 0 | 32.6618 | 49.7704 | 17.8862 | 0 | 33.315 | 50.7658 | 18.2439 | 0 | 33.9813 | 51.7811 | 18.6088 | 0 | 34.661 | 52.8167 | 18.981 | 0 | 35.3542 | 53.873 | 19.3606 | 0 | 36.0613 | 54.9505 | 19.7478 | 0 | 36.7825 | 56.0495 | 20.1428 | 0 | 37.5181 | 57.1705 | 20.5456 | 0 | 38.2685 | 58.3139 | 20.9566 | 0 | 39.0339 | 59.4802 | 21.3757 | 0 | 39.8146 | 60.6698 | 21.8032 | 0 | 40.5575 | 61.8019 | 22.21 | 0 | 41.3155 | 62.9569 | 22.6251 | 0 | 42.0734 | 64.1119 | 23.0402
T&D ($/peak kW) | INDUSTRIAL | 8 = Industrial Indoor Lighting | 16 | TD:INDUSTRIAL:8 = Industrial Indoor Lighting:16 |  | 0 | 24.0374 | 36.6217 | 13.1462 | 0 | 24.5182 | 37.3541 | 13.4091 | 0 | 25.0086 | 38.1012 | 13.6773 | 0 | 25.5087 | 38.8632 | 13.9509 | 0 | 26.0189 | 39.6405 | 14.2299 | 0 | 26.5393 | 40.4333 | 14.5145 | 0 | 27.0701 | 41.242 | 14.8048 | 0 | 27.6115 | 42.0668 | 15.1009 | 0 | 28.1637 | 42.9082 | 15.4029 | 0 | 28.727 | 43.7663 | 15.711 | 0 | 29.3015 | 44.6417 | 16.0252 | 0 | 29.8875 | 45.5345 | 16.3457 | 0 | 30.4853 | 46.4452 | 16.6726 | 0 | 31.095 | 47.3741 | 17.006 | 0 | 31.7169 | 48.3216 | 17.3462 | 0 | 32.3512 | 49.288 | 17.6931 | 0 | 32.9983 | 50.2738 | 18.0469 | 0 | 33.6582 | 51.2792 | 18.4079 | 0 | 34.3314 | 52.3048 | 18.776 | 0 | 35.018 | 53.3509 | 19.1516 | 0 | 35.7184 | 54.4179 | 19.5346 | 0 | 36.4328 | 55.5063 | 19.9253 | 0 | 37.1126 | 56.542 | 20.2971 | 0 | 37.8062 | 57.5987 | 20.6764 | 0 | 38.4998 | 58.6554 | 21.0558
T&D ($/peak kW) | INDUSTRIAL | 8 = Industrial Indoor Lighting | SYSTEM | TD:INDUSTRIAL:8 = Industrial Indoor Lighting:SYSTEM |  | 0 | 21.269 | 32.4099 | 11.6473 | 0 | 21.6944 | 33.0581 | 11.8803 | 0 | 22.1283 | 33.7193 | 12.1179 | 0 | 22.5709 | 34.3937 | 12.3602 | 0 | 23.0223 | 35.0816 | 12.6074 | 0 | 23.4827 | 35.7832 | 12.8596 | 0 | 23.9524 | 36.4989 | 13.1168 | 0 | 24.4314 | 37.2288 | 13.3791 | 0 | 24.9201 | 37.9734 | 13.6467 | 0 | 25.4185 | 38.7329 | 13.9196 | 0 | 25.9268 | 39.5075 | 14.198 | 0 | 26.4454 | 40.2977 | 14.482 | 0 | 26.9743 | 41.1036 | 14.7716 | 0 | 27.5138 | 41.9257 | 15.0671 | 0 | 28.064 | 42.7642 | 15.3684 | 0 | 28.6253 | 43.6195 | 15.6758 | 0 | 29.1978 | 44.4919 | 15.9893 | 0 | 29.7818 | 45.3817 | 16.3091 | 0 | 30.3774 | 46.2894 | 16.6352 | 0 | 30.985 | 47.2152 | 16.968 | 0 | 31.6047 | 48.1595 | 17.3073 | 0 | 32.2367 | 49.1227 | 17.6535 | 0 | 32.8383 | 50.0393 | 17.9829 | 0 | 33.452 | 50.9745 | 18.3189 | 0 | 34.0657 | 51.9096 | 18.655
T&D ($/peak kW) | INDUSTRIAL | 9 = Industrial Outdoor Lighting | 1 | TD:INDUSTRIAL:9 = Industrial Outdoor Lighting:1 |  | 0 | 40.0828 | 61.0363 | 21.8433 | 0 | 40.8845 | 62.257 | 22.2802 | 0 | 41.7021 | 63.5021 | 22.7258 | 0 | 42.5362 | 64.7722 | 23.1803 | 0 | 43.3869 | 66.0676 | 23.6439 | 0 | 44.2547 | 67.389 | 24.1168 | 0 | 45.1397 | 68.7367 | 24.5991 | 0 | 46.0425 | 70.1115 | 25.0911 | 0 | 46.9634 | 71.5137 | 25.5929 | 0 | 47.9027 | 72.944 | 26.1048 | 0 | 48.8607 | 74.4029 | 26.6269 | 0 | 49.8379 | 75.8909 | 27.1594 | 0 | 50.8347 | 77.4087 | 27.7026 | 0 | 51.8514 | 78.9569 | 28.2567 | 0 | 52.8884 | 80.5361 | 28.8218 | 0 | 53.9462 | 82.1468 | 29.3982 | 0 | 55.0251 | 83.7897 | 29.9862 | 0 | 56.1256 | 85.4655 | 30.5859 | 0 | 57.2481 | 87.1748 | 31.1976 | 0 | 58.3931 | 88.9183 | 31.8216 | 0 | 59.5609 | 90.6967 | 32.458 | 0 | 60.7522 | 92.5106 | 33.1072 | 0 | 61.8858 | 94.2368 | 33.7249 | 0 | 63.0424 | 95.998 | 34.3552 | 0 | 64.1989 | 97.7592 | 34.9855
T&D ($/peak kW) | INDUSTRIAL | 9 = Industrial Outdoor Lighting | 2 | TD:INDUSTRIAL:9 = Industrial Outdoor Lighting:2 |  | 0 | 35.904 | 54.7108 | 19.6617 | 0 | 36.622 | 55.805 | 20.0549 | 0 | 37.3545 | 56.9211 | 20.456 | 0 | 38.1016 | 58.0595 | 20.8652 | 0 | 38.8636 | 59.2207 | 21.2825 | 0 | 39.6409 | 60.4052 | 21.7081 | 0 | 40.4337 | 61.6133 | 22.1423 | 0 | 41.2424 | 62.8455 | 22.5851 | 0 | 42.0672 | 64.1024 | 23.0368 | 0 | 42.9086 | 65.3845 | 23.4975 | 0 | 43.7667 | 66.6922 | 23.9675 | 0 | 44.6421 | 68.026 | 24.4468 | 0 | 45.5349 | 69.3865 | 24.9358 | 0 | 46.4456 | 70.7743 | 25.4345 | 0 | 47.3745 | 72.1898 | 25.9432 | 0 | 48.322 | 73.6335 | 26.4621 | 0 | 49.2885 | 75.1062 | 26.9913 | 0 | 50.2742 | 76.6083 | 27.5311 | 0 | 51.2797 | 78.1405 | 28.0817 | 0 | 52.3053 | 79.7033 | 28.6434 | 0 | 53.3514 | 81.2974 | 29.2162 | 0 | 54.4184 | 82.9233 | 29.8006 | 0 | 55.4339 | 84.4706 | 30.3566 | 0 | 56.4699 | 86.0493 | 30.924 | 0 | 57.5059 | 87.628 | 31.4913
T&D ($/peak kW) | INDUSTRIAL | 9 = Industrial Outdoor Lighting | 3A | TD:INDUSTRIAL:9 = Industrial Outdoor Lighting:3A |  | 0 | 22.7797 | 34.712 | 12.4746 | 0 | 23.2353 | 35.4062 | 12.7241 | 0 | 23.7 | 36.1143 | 12.9786 | 0 | 24.174 | 36.8366 | 13.2382 | 0 | 24.6575 | 37.5733 | 13.5029 | 0 | 25.1507 | 38.3248 | 13.773 | 0 | 25.6537 | 39.0913 | 14.0484 | 0 | 26.1667 | 39.8731 | 14.3294 | 0 | 26.6901 | 40.6706 | 14.616 | 0 | 27.2239 | 41.484 | 14.9083 | 0 | 27.7684 | 42.3137 | 15.2065 | 0 | 28.3237 | 43.16 | 15.5106 | 0 | 28.8902 | 44.0232 | 15.8208 | 0 | 29.468 | 44.9036 | 16.1372 | 0 | 30.0574 | 45.8017 | 16.46 | 0 | 30.6585 | 46.7177 | 16.7892 | 0 | 31.2717 | 47.6521 | 17.125 | 0 | 31.8971 | 48.6051 | 17.4675 | 0 | 32.5351 | 49.5772 | 17.8168 | 0 | 33.1858 | 50.5688 | 18.1731 | 0 | 33.8495 | 51.5801 | 18.5366 | 0 | 34.5265 | 52.6117 | 18.9073 | 0 | 35.1707 | 53.5934 | 19.2601 | 0 | 35.828 | 54.5951 | 19.6201 | 0 | 36.4853 | 55.5967 | 19.9801
T&D ($/peak kW) | INDUSTRIAL | 9 = Industrial Outdoor Lighting | 3B | TD:INDUSTRIAL:9 = Industrial Outdoor Lighting:3B |  | 0 | 23.2891 | 35.4881 | 12.7535 | 0 | 23.7549 | 36.1979 | 13.0086 | 0 | 24.23 | 36.9219 | 13.2688 | 0 | 24.7146 | 37.6603 | 13.5342 | 0 | 25.2089 | 38.4135 | 13.8049 | 0 | 25.713 | 39.1818 | 14.0809 | 0 | 26.2273 | 39.9654 | 14.3626 | 0 | 26.7518 | 40.7647 | 14.6498 | 0 | 27.2869 | 41.58 | 14.9428 | 0 | 27.8326 | 42.4116 | 15.2417 | 0 | 28.3893 | 43.2598 | 15.5465 | 0 | 28.9571 | 44.125 | 15.8574 | 0 | 29.5362 | 45.0075 | 16.1746 | 0 | 30.1269 | 45.9077 | 16.4981 | 0 | 30.7295 | 46.8258 | 16.828 | 0 | 31.344 | 47.7624 | 17.1646 | 0 | 31.9709 | 48.7176 | 17.5079 | 0 | 32.6103 | 49.692 | 17.858 | 0 | 33.2626 | 50.6858 | 18.2152 | 0 | 33.9278 | 51.6995 | 18.5795 | 0 | 34.6064 | 52.7335 | 18.9511 | 0 | 35.2985 | 53.7882 | 19.3301 | 0 | 35.9571 | 54.7918 | 19.6908 | 0 | 36.6291 | 55.8158 | 20.0588 | 0 | 37.3012 | 56.8399 | 20.4268
T&D ($/peak kW) | INDUSTRIAL | 9 = Industrial Outdoor Lighting | 4 | TD:INDUSTRIAL:9 = Industrial Outdoor Lighting:4 |  | 0 | 28.5019 | 43.4315 | 15.6082 | 0 | 29.072 | 44.3001 | 15.9204 | 0 | 29.6534 | 45.1861 | 16.2388 | 0 | 30.2465 | 46.0899 | 16.5635 | 0 | 30.8514 | 47.0117 | 16.8948 | 0 | 31.4684 | 47.9519 | 17.2327 | 0 | 32.0978 | 48.9109 | 17.5774 | 0 | 32.7398 | 49.8892 | 17.9289 | 0 | 33.3946 | 50.8869 | 18.2875 | 0 | 34.0624 | 51.9047 | 18.6532 | 0 | 34.7437 | 52.9428 | 19.0263 | 0 | 35.4386 | 54.0016 | 19.4068 | 0 | 36.1473 | 55.0817 | 19.795 | 0 | 36.8703 | 56.1833 | 20.1909 | 0 | 37.6077 | 57.307 | 20.5947 | 0 | 38.3598 | 58.4531 | 21.0066 | 0 | 39.127 | 59.6222 | 21.4267 | 0 | 39.9096 | 60.8146 | 21.8552 | 0 | 40.7078 | 62.0309 | 22.2924 | 0 | 41.5219 | 63.2715 | 22.7382 | 0 | 42.3524 | 64.5369 | 23.193 | 0 | 43.1994 | 65.8277 | 23.6568 | 0 | 44.0055 | 67.056 | 24.0982 | 0 | 44.8279 | 68.3092 | 24.5486 | 0 | 45.6503 | 69.5624 | 24.999
T&D ($/peak kW) | INDUSTRIAL | 9 = Industrial Outdoor Lighting | 5 | TD:INDUSTRIAL:9 = Industrial Outdoor Lighting:5 |  | 0 | 79.7212 | 121.4709 | 43.6339 | 0 | 81.3157 | 123.9003 | 44.5066 | 0 | 82.942 | 126.3783 | 45.3967 | 0 | 84.6008 | 128.9059 | 46.3047 | 0 | 86.2928 | 131.484 | 47.2307 | 0 | 88.0187 | 134.1137 | 48.1754 | 0 | 89.779 | 136.7959 | 49.1389 | 0 | 91.5746 | 139.5319 | 50.1216 | 0 | 93.4061 | 142.3225 | 51.1241 | 0 | 95.2742 | 145.1689 | 52.1466 | 0 | 97.1797 | 148.0723 | 53.1895 | 0 | 99.1233 | 151.0338 | 54.2533 | 0 | 101.1058 | 154.0544 | 55.3383 | 0 | 103.1279 | 157.1355 | 56.4451 | 0 | 105.1905 | 160.2782 | 57.574 | 0 | 107.2943 | 163.4838 | 58.7255 | 0 | 109.4402 | 166.7535 | 59.9 | 0 | 111.629 | 170.0885 | 61.098 | 0 | 113.8615 | 173.4903 | 62.32 | 0 | 116.1388 | 176.9601 | 63.5664 | 0 | 118.4615 | 180.4993 | 64.8377 | 0 | 120.8308 | 184.1093 | 66.1344 | 0 | 123.0854 | 187.5447 | 67.3685 | 0 | 125.3858 | 191.0497 | 68.6275 | 0 | 127.6861 | 194.5548 | 69.8866
T&D ($/peak kW) | INDUSTRIAL | 9 = Industrial Outdoor Lighting | 11 | TD:INDUSTRIAL:9 = Industrial Outdoor Lighting:11 |  | 0 | 34.4112 | 52.4362 | 18.8443 | 0 | 35.0995 | 53.4849 | 19.2211 | 0 | 35.8015 | 54.5546 | 19.6056 | 0 | 36.5175 | 55.6457 | 19.9977 | 0 | 37.2478 | 56.7586 | 20.3976 | 0 | 37.9928 | 57.8938 | 20.8056 | 0 | 38.7527 | 59.0517 | 21.2217 | 0 | 39.5277 | 60.2327 | 21.6461 | 0 | 40.3183 | 61.4374 | 22.079 | 0 | 41.1246 | 62.6661 | 22.5206 | 0 | 41.9471 | 63.9194 | 22.971 | 0 | 42.7861 | 65.1978 | 23.4305 | 0 | 43.6418 | 66.5018 | 23.8991 | 0 | 44.5146 | 67.8318 | 24.3771 | 0 | 45.4049 | 69.1884 | 24.8646 | 0 | 46.313 | 70.5722 | 25.3619 | 0 | 47.2393 | 71.9837 | 25.8691 | 0 | 48.1841 | 73.4233 | 26.3865 | 0 | 49.1477 | 74.8918 | 26.9142 | 0 | 50.1307 | 76.3896 | 27.4525 | 0 | 51.1333 | 77.9174 | 28.0016 | 0 | 52.156 | 79.4758 | 28.5616 | 0 | 53.1292 | 80.9587 | 29.0945 | 0 | 54.1221 | 82.4718 | 29.6383 | 0 | 55.1151 | 83.9848 | 30.1821
T&D ($/peak kW) | INDUSTRIAL | 9 = Industrial Outdoor Lighting | 12 | TD:INDUSTRIAL:9 = Industrial Outdoor Lighting:12 |  | 0 | 30.7187 | 46.8094 | 16.8221 | 0 | 31.3331 | 47.7456 | 17.1586 | 0 | 31.9597 | 48.7005 | 17.5018 | 0 | 32.5989 | 49.6746 | 17.8518 | 0 | 33.2509 | 50.6681 | 18.2088 | 0 | 33.9159 | 51.6814 | 18.573 | 0 | 34.5942 | 52.715 | 18.9445 | 0 | 35.2861 | 53.7693 | 19.3234 | 0 | 35.9919 | 54.8447 | 19.7098 | 0 | 36.7117 | 55.9416 | 20.104 | 0 | 37.4459 | 57.0605 | 20.5061 | 0 | 38.1948 | 58.2017 | 20.9162 | 0 | 38.9587 | 59.3657 | 21.3345 | 0 | 39.7379 | 60.553 | 21.7612 | 0 | 40.5327 | 61.7641 | 22.1965 | 0 | 41.3433 | 62.9994 | 22.6404 | 0 | 42.1702 | 64.2593 | 23.0932 | 0 | 43.0136 | 65.5445 | 23.5551 | 0 | 43.8739 | 66.8554 | 24.0262 | 0 | 44.7513 | 68.1925 | 24.5067 | 0 | 45.6464 | 69.5564 | 24.9968 | 0 | 46.5593 | 70.9475 | 25.4968 | 0 | 47.4281 | 72.2713 | 25.9725 | 0 | 48.3145 | 73.622 | 26.4579 | 0 | 49.2009 | 74.9727 | 26.9433
T&D ($/peak kW) | INDUSTRIAL | 9 = Industrial Outdoor Lighting | 13 | TD:INDUSTRIAL:9 = Industrial Outdoor Lighting:13 |  | 0 | 28.1155 | 42.8427 | 15.3966 | 0 | 28.6779 | 43.6996 | 15.7045 | 0 | 29.2514 | 44.5736 | 16.0186 | 0 | 29.8364 | 45.4651 | 16.339 | 0 | 30.4332 | 46.3744 | 16.6658 | 0 | 31.0418 | 47.3018 | 16.9991 | 0 | 31.6627 | 48.2479 | 17.3391 | 0 | 32.2959 | 49.2128 | 17.6859 | 0 | 32.9418 | 50.1971 | 18.0396 | 0 | 33.6007 | 51.201 | 18.4004 | 0 | 34.2727 | 52.2251 | 18.7684 | 0 | 34.9581 | 53.2696 | 19.1437 | 0 | 35.6573 | 54.335 | 19.5266 | 0 | 36.3705 | 55.4217 | 19.9172 | 0 | 37.0979 | 56.5301 | 20.3155 | 0 | 37.8398 | 57.6607 | 20.7218 | 0 | 38.5966 | 58.8139 | 21.1362 | 0 | 39.3686 | 59.9902 | 21.559 | 0 | 40.1559 | 61.19 | 21.9901 | 0 | 40.959 | 62.4138 | 22.43 | 0 | 41.7782 | 63.6621 | 22.8786 | 0 | 42.6138 | 64.9353 | 23.3361 | 0 | 43.4089 | 66.147 | 23.7716 | 0 | 44.2202 | 67.3832 | 24.2158 | 0 | 45.0315 | 68.6194 | 24.6601
T&D ($/peak kW) | INDUSTRIAL | 9 = Industrial Outdoor Lighting | 16 | TD:INDUSTRIAL:9 = Industrial Outdoor Lighting:16 |  | 0 | 29.9557 | 45.623 | 16.3443 | 0 | 30.5548 | 46.5354 | 16.6712 | 0 | 31.1659 | 47.4661 | 17.0046 | 0 | 31.7892 | 48.4154 | 17.3447 | 0 | 32.425 | 49.3838 | 17.6916 | 0 | 33.0735 | 50.3714 | 18.0454 | 0 | 33.7349 | 51.3789 | 18.4063 | 0 | 34.4096 | 52.4064 | 18.7745 | 0 | 35.0978 | 53.4546 | 19.1499 | 0 | 35.7998 | 54.5237 | 19.5329 | 0 | 36.5158 | 55.6141 | 19.9236 | 0 | 37.2461 | 56.7264 | 20.3221 | 0 | 37.991 | 57.8609 | 20.7285 | 0 | 38.7508 | 59.0182 | 21.1431 | 0 | 39.5259 | 60.1985 | 21.5659 | 0 | 40.3164 | 61.4025 | 21.9973 | 0 | 41.1227 | 62.6305 | 22.4372 | 0 | 41.9451 | 63.8831 | 22.886 | 0 | 42.7841 | 65.1608 | 23.3437 | 0 | 43.6397 | 66.464 | 23.8106 | 0 | 44.5125 | 67.7933 | 24.2868 | 0 | 45.4028 | 69.1492 | 24.7725 | 0 | 46.25 | 70.4395 | 25.2347 | 0 | 47.1143 | 71.7559 | 25.7064 | 0 | 47.9787 | 73.0724 | 26.178
T&D ($/peak kW) | INDUSTRIAL | 9 = Industrial Outdoor Lighting | SYSTEM | TD:INDUSTRIAL:9 = Industrial Outdoor Lighting:SYSTEM |  | 0 | 22.7797 | 34.712 | 12.4746 | 0 | 23.2353 | 35.4062 | 12.7241 | 0 | 23.7 | 36.1143 | 12.9786 | 0 | 24.174 | 36.8366 | 13.2382 | 0 | 24.6575 | 37.5733 | 13.5029 | 0 | 25.1507 | 38.3248 | 13.773 | 0 | 25.6537 | 39.0913 | 14.0484 | 0 | 26.1667 | 39.8731 | 14.3294 | 0 | 26.6901 | 40.6706 | 14.616 | 0 | 27.2239 | 41.484 | 14.9083 | 0 | 27.7684 | 42.3137 | 15.2065 | 0 | 28.3237 | 43.16 | 15.5106 | 0 | 28.8902 | 44.0232 | 15.8208 | 0 | 29.468 | 44.9036 | 16.1372 | 0 | 30.0574 | 45.8017 | 16.46 | 0 | 30.6585 | 46.7177 | 16.7892 | 0 | 31.2717 | 47.6521 | 17.125 | 0 | 31.8971 | 48.6051 | 17.4675 | 0 | 32.5351 | 49.5772 | 17.8168 | 0 | 33.1858 | 50.5688 | 18.1731 | 0 | 33.8495 | 51.5801 | 18.5366 | 0 | 34.5265 | 52.6117 | 18.9073 | 0 | 35.1707 | 53.5934 | 19.2601 | 0 | 35.828 | 54.5951 | 19.6201 | 0 | 36.4853 | 55.5967 | 19.9801
T&D ($/peak kW) | INDUSTRIAL | 10 = Industrial HVAC | 1 | TD:INDUSTRIAL:10 = Industrial HVAC:1 |  | 0 | 29.8904 | 45.5336 | 16.3339 | 0 | 30.4882 | 46.4443 | 16.6606 | 0 | 31.098 | 47.3731 | 16.9938 | 0 | 31.72 | 48.3206 | 17.3337 | 0 | 32.3544 | 49.287 | 17.6804 | 0 | 33.0014 | 50.2728 | 18.034 | 0 | 33.6615 | 51.2782 | 18.3947 | 0 | 34.3347 | 52.3038 | 18.7626 | 0 | 35.0214 | 53.3499 | 19.1378 | 0 | 35.7218 | 54.4169 | 19.5206 | 0 | 36.4363 | 55.5052 | 19.911 | 0 | 37.165 | 56.6153 | 20.3092 | 0 | 37.9083 | 57.7476 | 20.7154 | 0 | 38.6664 | 58.9026 | 21.1297 | 0 | 39.4398 | 60.0806 | 21.5523 | 0 | 40.2286 | 61.2822 | 21.9833 | 0 | 41.0331 | 62.5079 | 22.423 | 0 | 41.8538 | 63.758 | 22.8714 | 0 | 42.6909 | 65.0332 | 23.3289 | 0 | 43.5447 | 66.3338 | 23.7955 | 0 | 44.4156 | 67.6605 | 24.2714 | 0 | 45.3039 | 69.0137 | 24.7568 | 0 | 46.1492 | 70.3015 | 25.2187 | 0 | 47.0117 | 71.6154 | 25.6901 | 0 | 47.8742 | 72.9292 | 26.1614
T&D ($/peak kW) | INDUSTRIAL | 10 = Industrial HVAC | 2 | TD:INDUSTRIAL:10 = Industrial HVAC:2 |  | 0 | 31.1804 | 47.5131 | 17.075 | 0 | 31.8041 | 48.4633 | 17.4165 | 0 | 32.4401 | 49.4326 | 17.7648 | 0 | 33.0889 | 50.4212 | 18.1201 | 0 | 33.7507 | 51.4297 | 18.4825 | 0 | 34.4257 | 52.4583 | 18.8522 | 0 | 35.1142 | 53.5074 | 19.2292 | 0 | 35.8165 | 54.5776 | 19.6138 | 0 | 36.5329 | 55.6691 | 20.0061 | 0 | 37.2635 | 56.7825 | 20.4062 | 0 | 38.0088 | 57.9181 | 20.8143 | 0 | 38.769 | 59.0765 | 21.2306 | 0 | 39.5443 | 60.258 | 21.6552 | 0 | 40.3352 | 61.4632 | 22.0883 | 0 | 41.1419 | 62.6925 | 22.5301 | 0 | 41.9648 | 63.9463 | 22.9807 | 0 | 42.8041 | 65.2252 | 23.4403 | 0 | 43.6601 | 66.5297 | 23.9091 | 0 | 44.5334 | 67.8603 | 24.3873 | 0 | 45.424 | 69.2176 | 24.8751 | 0 | 46.3325 | 70.6019 | 25.3726 | 0 | 47.2591 | 72.0139 | 25.88 | 0 | 48.141 | 73.3577 | 26.3629 | 0 | 49.0407 | 74.7287 | 26.8556 | 0 | 49.9404 | 76.0997 | 27.3483
T&D ($/peak kW) | INDUSTRIAL | 10 = Industrial HVAC | 3A | TD:INDUSTRIAL:10 = Industrial HVAC:3A |  | 0 | 21.5172 | 32.7881 | 11.7832 | 0 | 21.9476 | 33.4439 | 12.0189 | 0 | 22.3865 | 34.1128 | 12.2593 | 0 | 22.8342 | 34.795 | 12.5045 | 0 | 23.2909 | 35.4909 | 12.7546 | 0 | 23.7567 | 36.2007 | 13.0096 | 0 | 24.2319 | 36.9248 | 13.2698 | 0 | 24.7165 | 37.6633 | 13.5352 | 0 | 25.2108 | 38.4165 | 13.8059 | 0 | 25.7151 | 39.1849 | 14.0821 | 0 | 26.2294 | 39.9686 | 14.3637 | 0 | 26.7539 | 40.7679 | 14.651 | 0 | 27.289 | 41.5833 | 14.944 | 0 | 27.8348 | 42.4149 | 15.2429 | 0 | 28.3915 | 43.2632 | 15.5477 | 0 | 28.9593 | 44.1285 | 15.8587 | 0 | 29.5385 | 45.0111 | 16.1759 | 0 | 30.1293 | 45.9113 | 16.4994 | 0 | 30.7319 | 46.8295 | 16.8294 | 0 | 31.3465 | 47.7661 | 17.1659 | 0 | 31.9734 | 48.7214 | 17.5093 | 0 | 32.6129 | 49.6959 | 17.8595 | 0 | 33.2215 | 50.6232 | 18.1927 | 0 | 33.8423 | 51.5693 | 18.5327 | 0 | 34.4632 | 52.5154 | 18.8727
T&D ($/peak kW) | INDUSTRIAL | 10 = Industrial HVAC | 3B | TD:INDUSTRIAL:10 = Industrial HVAC:3B |  | 0 | 21.9984 | 33.5213 | 12.0467 | 0 | 22.4383 | 34.1917 | 12.2877 | 0 | 22.8871 | 34.8756 | 12.5334 | 0 | 23.3448 | 35.5731 | 12.7841 | 0 | 23.8117 | 36.2845 | 13.0398 | 0 | 24.288 | 37.0102 | 13.3005 | 0 | 24.7737 | 37.7504 | 13.5666 | 0 | 25.2692 | 38.5054 | 13.8379 | 0 | 25.7746 | 39.2755 | 14.1146 | 0 | 26.2901 | 40.0611 | 14.3969 | 0 | 26.8159 | 40.8623 | 14.6849 | 0 | 27.3522 | 41.6795 | 14.9786 | 0 | 27.8992 | 42.5131 | 15.2781 | 0 | 28.4572 | 43.3634 | 15.5837 | 0 | 29.0264 | 44.2306 | 15.8954 | 0 | 29.6069 | 45.1153 | 16.2133 | 0 | 30.199 | 46.0176 | 16.5376 | 0 | 30.803 | 46.9379 | 16.8683 | 0 | 31.4191 | 47.8767 | 17.2057 | 0 | 32.0474 | 48.8342 | 17.5498 | 0 | 32.6884 | 49.8109 | 17.9008 | 0 | 33.3422 | 50.8071 | 18.2588 | 0 | 33.9643 | 51.7551 | 18.5995 | 0 | 34.5991 | 52.7224 | 18.9471 | 0 | 35.2338 | 53.6897 | 19.2947
T&D ($/peak kW) | INDUSTRIAL | 10 = Industrial HVAC | 4 | TD:INDUSTRIAL:10 = Industrial HVAC:4 |  | 0 | 25.916 | 39.491 | 14.1921 | 0 | 26.4343 | 40.2808 | 14.4759 | 0 | 26.963 | 41.0864 | 14.7654 | 0 | 27.5022 | 41.9082 | 15.0607 | 0 | 28.0523 | 42.7463 | 15.362 | 0 | 28.6133 | 43.6012 | 15.6692 | 0 | 29.1856 | 44.4733 | 15.9826 | 0 | 29.7693 | 45.3627 | 16.3022 | 0 | 30.3647 | 46.27 | 16.6283 | 0 | 30.972 | 47.1954 | 16.9608 | 0 | 31.5914 | 48.1393 | 17.3001 | 0 | 32.2232 | 49.1021 | 17.6461 | 0 | 32.8677 | 50.0841 | 17.999 | 0 | 33.5251 | 51.0858 | 18.359 | 0 | 34.1956 | 52.1075 | 18.7261 | 0 | 34.8795 | 53.1497 | 19.1007 | 0 | 35.5771 | 54.2127 | 19.4827 | 0 | 36.2886 | 55.2969 | 19.8723 | 0 | 37.0144 | 56.4029 | 20.2698 | 0 | 37.7547 | 57.5309 | 20.6752 | 0 | 38.5098 | 58.6815 | 21.0887 | 0 | 39.28 | 59.8552 | 21.5105 | 0 | 40.0129 | 60.972 | 21.9118 | 0 | 40.7607 | 62.1115 | 22.3213 | 0 | 41.5085 | 63.2511 | 22.7309
T&D ($/peak kW) | INDUSTRIAL | 10 = Industrial HVAC | 5 | TD:INDUSTRIAL:10 = Industrial HVAC:5 |  | 0 | 46.3288 | 70.5933 | 25.3631 | 0 | 47.2554 | 72.0052 | 25.8704 | 0 | 48.2005 | 73.4453 | 26.3878 | 0 | 49.1645 | 74.9142 | 26.9155 | 0 | 50.1478 | 76.4125 | 27.4538 | 0 | 51.1507 | 77.9407 | 28.0029 | 0 | 52.1738 | 79.4995 | 28.563 | 0 | 53.2172 | 81.0895 | 29.1342 | 0 | 54.2816 | 82.7113 | 29.7169 | 0 | 55.3672 | 84.3656 | 30.3112 | 0 | 56.4746 | 86.0529 | 30.9175 | 0 | 57.604 | 87.7739 | 31.5358 | 0 | 58.7561 | 89.5294 | 32.1665 | 0 | 59.9312 | 91.32 | 32.8099 | 0 | 61.1299 | 93.1464 | 33.4661 | 0 | 62.3525 | 95.0093 | 34.1354 | 0 | 63.5995 | 96.9095 | 34.8181 | 0 | 64.8715 | 98.8477 | 35.5144 | 0 | 66.1689 | 100.8246 | 36.2247 | 0 | 67.4923 | 102.8411 | 36.9492 | 0 | 68.8422 | 104.898 | 37.6882 | 0 | 70.219 | 106.9959 | 38.442 | 0 | 71.5293 | 108.9924 | 39.1593 | 0 | 72.8661 | 111.0294 | 39.8911 | 0 | 74.2029 | 113.0664 | 40.623
T&D ($/peak kW) | INDUSTRIAL | 10 = Industrial HVAC | 11 | TD:INDUSTRIAL:10 = Industrial HVAC:11 |  | 0 | 32.2196 | 49.0965 | 17.6441 | 0 | 32.864 | 50.0785 | 17.997 | 0 | 33.5213 | 51.08 | 18.3569 | 0 | 34.1917 | 52.1016 | 18.724 | 0 | 34.8755 | 53.1437 | 19.0985 | 0 | 35.573 | 54.2065 | 19.4805 | 0 | 36.2845 | 55.2907 | 19.8701 | 0 | 37.0102 | 56.3965 | 20.2675 | 0 | 37.7504 | 57.5244 | 20.6728 | 0 | 38.5054 | 58.6749 | 21.0863 | 0 | 39.2755 | 59.8484 | 21.508 | 0 | 40.061 | 61.0454 | 21.9382 | 0 | 40.8622 | 62.2663 | 22.3769 | 0 | 41.6795 | 63.5116 | 22.8245 | 0 | 42.5131 | 64.7818 | 23.281 | 0 | 43.3633 | 66.0775 | 23.7466 | 0 | 44.2306 | 67.399 | 24.2215 | 0 | 45.1152 | 68.747 | 24.706 | 0 | 46.0175 | 70.122 | 25.2001 | 0 | 46.9379 | 71.5244 | 25.7041 | 0 | 47.8766 | 72.9549 | 26.2182 | 0 | 48.8342 | 74.414 | 26.7425 | 0 | 49.7454 | 75.8025 | 27.2415 | 0 | 50.6751 | 77.2192 | 27.7506 | 0 | 51.6048 | 78.6359 | 28.2598
T&D ($/peak kW) | INDUSTRIAL | 10 = Industrial HVAC | 12 | TD:INDUSTRIAL:10 = Industrial HVAC:12 |  | 0 | 29.3748 | 44.7616 | 16.0862 | 0 | 29.9623 | 45.6569 | 16.4079 | 0 | 30.5616 | 46.57 | 16.7361 | 0 | 31.1728 | 47.5014 | 17.0708 | 0 | 31.7963 | 48.4514 | 17.4122 | 0 | 32.4322 | 49.4205 | 17.7605 | 0 | 33.0808 | 50.4089 | 18.1157 | 0 | 33.7424 | 51.4171 | 18.478 | 0 | 34.4173 | 52.4454 | 18.8476 | 0 | 35.1056 | 53.4943 | 19.2245 | 0 | 35.8077 | 54.5642 | 19.609 | 0 | 36.5239 | 55.6555 | 20.0012 | 0 | 37.2544 | 56.7686 | 20.4012 | 0 | 37.9995 | 57.904 | 20.8092 | 0 | 38.7595 | 59.062 | 21.2254 | 0 | 39.5346 | 60.2433 | 21.6499 | 0 | 40.3253 | 61.4481 | 22.0829 | 0 | 41.1318 | 62.6771 | 22.5246 | 0 | 41.9545 | 63.9306 | 22.9751 | 0 | 42.7936 | 65.2093 | 23.4346 | 0 | 43.6494 | 66.5134 | 23.9033 | 0 | 44.5224 | 67.8437 | 24.3813 | 0 | 45.3532 | 69.1096 | 24.8363 | 0 | 46.2008 | 70.4012 | 25.3004 | 0 | 47.0484 | 71.6928 | 25.7646
T&D ($/peak kW) | INDUSTRIAL | 10 = Industrial HVAC | 13 | TD:INDUSTRIAL:10 = Industrial HVAC:13 |  | 0 | 26.5721 | 40.4908 | 14.5514 | 0 | 27.1035 | 41.3006 | 14.8424 | 0 | 27.6456 | 42.1266 | 15.1393 | 0 | 28.1985 | 42.9692 | 15.442 | 0 | 28.7625 | 43.8286 | 15.7509 | 0 | 29.3377 | 44.7051 | 16.0659 | 0 | 29.9245 | 45.5992 | 16.3872 | 0 | 30.523 | 46.5112 | 16.715 | 0 | 31.1334 | 47.4414 | 17.0493 | 0 | 31.7561 | 48.3903 | 17.3903 | 0 | 32.3912 | 49.3581 | 17.7381 | 0 | 33.0391 | 50.3452 | 18.0928 | 0 | 33.6998 | 51.3521 | 18.4547 | 0 | 34.3738 | 52.3792 | 18.8238 | 0 | 35.0613 | 53.4268 | 19.2002 | 0 | 35.7625 | 54.4953 | 19.5842 | 0 | 36.4778 | 55.5852 | 19.9759 | 0 | 37.2073 | 56.6969 | 20.3754 | 0 | 37.9515 | 57.8308 | 20.783 | 0 | 38.7105 | 58.9875 | 21.1986 | 0 | 39.4847 | 60.1672 | 21.6226 | 0 | 40.2744 | 61.3706 | 22.055 | 0 | 41.0259 | 62.5157 | 22.4666 | 0 | 41.7927 | 63.6841 | 22.8865 | 0 | 42.5594 | 64.8524 | 23.3063
T&D ($/peak kW) | INDUSTRIAL | 10 = Industrial HVAC | 16 | TD:INDUSTRIAL:10 = Industrial HVAC:16 |  | 0 | 24.9346 | 37.9879 | 13.6352 | 0 | 25.4333 | 38.7476 | 13.9079 | 0 | 25.9419 | 39.5226 | 14.1861 | 0 | 26.4608 | 40.313 | 14.4698 | 0 | 26.99 | 41.1193 | 14.7592 | 0 | 27.5298 | 41.9417 | 15.0544 | 0 | 28.0804 | 42.7805 | 15.3554 | 0 | 28.642 | 43.6361 | 15.6626 | 0 | 29.2148 | 44.5088 | 15.9758 | 0 | 29.7991 | 45.399 | 16.2953 | 0 | 30.3951 | 46.307 | 16.6212 | 0 | 31.003 | 47.2331 | 16.9537 | 0 | 31.6231 | 48.1778 | 17.2927 | 0 | 32.2556 | 49.1413 | 17.6386 | 0 | 32.9007 | 50.1242 | 17.9914 | 0 | 33.5587 | 51.1267 | 18.3512 | 0 | 34.2298 | 52.1492 | 18.7182 | 0 | 34.9144 | 53.1922 | 19.0926 | 0 | 35.6127 | 54.256 | 19.4744 | 0 | 36.325 | 55.3411 | 19.8639 | 0 | 37.0515 | 56.448 | 20.2612 | 0 | 37.7925 | 57.5769 | 20.6664 | 0 | 38.4977 | 58.6513 | 21.052 | 0 | 39.2172 | 59.7474 | 21.4455 | 0 | 39.9367 | 60.8436 | 21.8389
T&D ($/peak kW) | INDUSTRIAL | 10 = Industrial HVAC | SYSTEM | TD:INDUSTRIAL:10 = Industrial HVAC:SYSTEM |  | 0 | 21.5172 | 32.7881 | 11.7832 | 0 | 21.9476 | 33.4439 | 12.0189 | 0 | 22.3865 | 34.1128 | 12.2593 | 0 | 22.8342 | 34.795 | 12.5045 | 0 | 23.2909 | 35.4909 | 12.7546 | 0 | 23.7567 | 36.2007 | 13.0096 | 0 | 24.2319 | 36.9248 | 13.2698 | 0 | 24.7165 | 37.6633 | 13.5352 | 0 | 25.2108 | 38.4165 | 13.8059 | 0 | 25.7151 | 39.1849 | 14.0821 | 0 | 26.2294 | 39.9686 | 14.3637 | 0 | 26.7539 | 40.7679 | 14.651 | 0 | 27.289 | 41.5833 | 14.944 | 0 | 27.8348 | 42.4149 | 15.2429 | 0 | 28.3915 | 43.2632 | 15.5477 | 0 | 28.9593 | 44.1285 | 15.8587 | 0 | 29.5385 | 45.0111 | 16.1759 | 0 | 30.1293 | 45.9113 | 16.4994 | 0 | 30.7319 | 46.8295 | 16.8294 | 0 | 31.3465 | 47.7661 | 17.1659 | 0 | 31.9734 | 48.7214 | 17.5093 | 0 | 32.6129 | 49.6959 | 17.8595 | 0 | 33.2215 | 50.6232 | 18.1927 | 0 | 33.8423 | 51.5693 | 18.5327 | 0 | 34.4632 | 52.5154 | 18.8727
T&D ($/peak kW) | INDUSTRIAL | 11 = Industrial Process | 1 | TD:INDUSTRIAL:11 = Industrial Process:1 |  | 0 | 28.1335 | 42.8539 | 15.3656 | 0 | 28.6961 | 43.711 | 15.6729 | 0 | 29.2701 | 44.5852 | 15.9864 | 0 | 29.8555 | 45.4769 | 16.3061 | 0 | 30.4526 | 46.3864 | 16.6322 | 0 | 31.0616 | 47.3142 | 16.9649 | 0 | 31.6829 | 48.2604 | 17.3042 | 0 | 32.3165 | 49.2256 | 17.6503 | 0 | 32.9628 | 50.2102 | 18.0033 | 0 | 33.6221 | 51.2144 | 18.3633 | 0 | 34.2945 | 52.2386 | 18.7306 | 0 | 34.9804 | 53.2834 | 19.1052 | 0 | 35.68 | 54.3491 | 19.4873 | 0 | 36.3936 | 55.4361 | 19.877 | 0 | 37.1215 | 56.5448 | 20.2746 | 0 | 37.8639 | 57.6757 | 20.6801 | 0 | 38.6212 | 58.8292 | 21.0937 | 0 | 39.3937 | 60.0058 | 21.5156 | 0 | 40.1815 | 61.2059 | 21.9459 | 0 | 40.9852 | 62.43 | 22.3848 | 0 | 41.8049 | 63.6786 | 22.8325 | 0 | 42.641 | 64.9522 | 23.2891 | 0 | 43.4366 | 66.1642 | 23.7237 | 0 | 44.2484 | 67.4007 | 24.1671 | 0 | 45.0602 | 68.6373 | 24.6104
T&D ($/peak kW) | INDUSTRIAL | 11 = Industrial Process | 2 | TD:INDUSTRIAL:11 = Industrial Process:2 |  | 0 | 30.2115 | 46.0366 | 16.5444 | 0 | 30.8157 | 46.9573 | 16.8753 | 0 | 31.4321 | 47.8965 | 17.2128 | 0 | 32.0607 | 48.8544 | 17.5571 | 0 | 32.7019 | 49.8315 | 17.9082 | 0 | 33.356 | 50.8281 | 18.2664 | 0 | 34.0231 | 51.8447 | 18.6317 | 0 | 34.7035 | 52.8816 | 19.0043 | 0 | 35.3976 | 53.9392 | 19.3844 | 0 | 36.1056 | 55.018 | 19.7721 | 0 | 36.8277 | 56.1184 | 20.1675 | 0 | 37.5642 | 57.2407 | 20.5709 | 0 | 38.3155 | 58.3855 | 20.9823 | 0 | 39.0818 | 59.5532 | 21.4019 | 0 | 39.8635 | 60.7443 | 21.83 | 0 | 40.6607 | 61.9592 | 22.2666 | 0 | 41.4739 | 63.1984 | 22.7119 | 0 | 42.3034 | 64.4623 | 23.1662 | 0 | 43.1495 | 65.7516 | 23.6295 | 0 | 44.0125 | 67.0666 | 24.1021 | 0 | 44.8927 | 68.408 | 24.5841 | 0 | 45.7906 | 69.7761 | 25.0758 | 0 | 46.645 | 71.0781 | 25.5437 | 0 | 47.5168 | 72.4065 | 26.0211 | 0 | 48.3885 | 73.7349 | 26.4985
T&D ($/peak kW) | INDUSTRIAL | 11 = Industrial Process | 3A | TD:INDUSTRIAL:11 = Industrial Process:3A |  | 0 | 21.2582 | 32.3935 | 11.6414 | 0 | 21.6834 | 33.0414 | 11.8742 | 0 | 22.1171 | 33.7022 | 12.1117 | 0 | 22.5594 | 34.3762 | 12.354 | 0 | 23.0106 | 35.0638 | 12.601 | 0 | 23.4708 | 35.765 | 12.8531 | 0 | 23.9402 | 36.4803 | 13.1101 | 0 | 24.419 | 37.21 | 13.3723 | 0 | 24.9074 | 37.9542 | 13.6398 | 0 | 25.4056 | 38.7132 | 13.9126 | 0 | 25.9137 | 39.4875 | 14.1908 | 0 | 26.4319 | 40.2772 | 14.4746 | 0 | 26.9606 | 41.0828 | 14.7641 | 0 | 27.4998 | 41.9044 | 15.0594 | 0 | 28.0498 | 42.7425 | 15.3606 | 0 | 28.6108 | 43.5974 | 15.6678 | 0 | 29.183 | 44.4693 | 15.9812 | 0 | 29.7667 | 45.3587 | 16.3008 | 0 | 30.362 | 46.2659 | 16.6268 | 0 | 30.9692 | 47.1912 | 16.9593 | 0 | 31.5886 | 48.135 | 17.2985 | 0 | 32.2204 | 49.0977 | 17.6445 | 0 | 32.8216 | 50.0139 | 17.9737 | 0 | 33.435 | 50.9486 | 18.3097 | 0 | 34.0484 | 51.8833 | 18.6456
T&D ($/peak kW) | INDUSTRIAL | 11 = Industrial Process | 3B | TD:INDUSTRIAL:11 = Industrial Process:3B |  | 0 | 21.7336 | 33.1178 | 11.9017 | 0 | 22.1683 | 33.7802 | 12.1398 | 0 | 22.6116 | 34.4558 | 12.3826 | 0 | 23.0639 | 35.1449 | 12.6302 | 0 | 23.5251 | 35.8478 | 12.8828 | 0 | 23.9956 | 36.5648 | 13.1405 | 0 | 24.4755 | 37.2961 | 13.4033 | 0 | 24.9651 | 38.042 | 13.6713 | 0 | 25.4644 | 38.8028 | 13.9448 | 0 | 25.9736 | 39.5789 | 14.2237 | 0 | 26.4931 | 40.3705 | 14.5081 | 0 | 27.023 | 41.1779 | 14.7983 | 0 | 27.5634 | 42.0014 | 15.0943 | 0 | 28.1147 | 42.8415 | 15.3961 | 0 | 28.677 | 43.6983 | 15.7041 | 0 | 29.2505 | 44.5723 | 16.0182 | 0 | 29.8356 | 45.4637 | 16.3385 | 0 | 30.4323 | 46.373 | 16.6653 | 0 | 31.0409 | 47.3004 | 16.9986 | 0 | 31.6617 | 48.2464 | 17.3386 | 0 | 32.295 | 49.2114 | 17.6853 | 0 | 32.9409 | 50.1956 | 18.039 | 0 | 33.5555 | 51.1322 | 18.3756 | 0 | 34.1826 | 52.0878 | 18.7191 | 0 | 34.8098 | 53.0435 | 19.0625
T&D ($/peak kW) | INDUSTRIAL | 11 = Industrial Process | 4 | TD:INDUSTRIAL:11 = Industrial Process:4 |  | 0 | 25.3855 | 38.6827 | 13.9016 | 0 | 25.8932 | 39.4563 | 14.1796 | 0 | 26.4111 | 40.2455 | 14.4632 | 0 | 26.9393 | 41.0504 | 14.7525 | 0 | 27.4781 | 41.8714 | 15.0475 | 0 | 28.0277 | 42.7088 | 15.3485 | 0 | 28.5882 | 43.563 | 15.6554 | 0 | 29.16 | 44.4342 | 15.9686 | 0 | 29.7432 | 45.3229 | 16.2879 | 0 | 30.338 | 46.2294 | 16.6137 | 0 | 30.9448 | 47.154 | 16.946 | 0 | 31.5637 | 48.0971 | 17.2849 | 0 | 32.195 | 49.059 | 17.6306 | 0 | 32.8389 | 50.0402 | 17.9832 | 0 | 33.4956 | 51.041 | 18.3429 | 0 | 34.1656 | 52.0618 | 18.7097 | 0 | 34.8489 | 53.103 | 19.0839 | 0 | 35.5458 | 54.1651 | 19.4656 | 0 | 36.2568 | 55.2484 | 19.8549 | 0 | 36.9819 | 56.3534 | 20.252 | 0 | 37.7215 | 57.4804 | 20.657 | 0 | 38.476 | 58.63 | 21.0702 | 0 | 39.1939 | 59.724 | 21.4633 | 0 | 39.9264 | 60.8402 | 21.8645 | 0 | 40.6589 | 61.9564 | 22.2656
T&D ($/peak kW) | INDUSTRIAL | 11 = Industrial Process | 5 | TD:INDUSTRIAL:11 = Industrial Process:5 |  | 0 | 39.5508 | 60.2644 | 21.65 | 0 | 40.3418 | 61.4697 | 22.083 | 0 | 41.1487 | 62.6991 | 22.5247 | 0 | 41.9716 | 63.9531 | 22.9752 | 0 | 42.8111 | 65.2322 | 23.4347 | 0 | 43.6673 | 66.5368 | 23.9034 | 0 | 44.5406 | 67.8675 | 24.3814 | 0 | 45.4315 | 69.2249 | 24.8691 | 0 | 46.3401 | 70.6094 | 25.3664 | 0 | 47.2669 | 72.0216 | 25.8738 | 0 | 48.2122 | 73.462 | 26.3912 | 0 | 49.1765 | 74.9313 | 26.9191 | 0 | 50.16 | 76.4299 | 27.4574 | 0 | 51.1632 | 77.9585 | 28.0066 | 0 | 52.1865 | 79.5176 | 28.5667 | 0 | 53.2302 | 81.108 | 29.1381 | 0 | 54.2948 | 82.7302 | 29.7208 | 0 | 55.3807 | 84.3848 | 30.3152 | 0 | 56.4883 | 86.0725 | 30.9215 | 0 | 57.6181 | 87.7939 | 31.54 | 0 | 58.7704 | 89.5498 | 32.1708 | 0 | 59.9458 | 91.3408 | 32.8142 | 0 | 61.0644 | 93.0451 | 33.4265 | 0 | 62.2056 | 94.7841 | 34.0512 | 0 | 63.3469 | 96.523 | 34.6759
T&D ($/peak kW) | INDUSTRIAL | 11 = Industrial Process | 11 | TD:INDUSTRIAL:11 = Industrial Process:11 |  | 0 | 31.77 | 48.4115 | 17.3979 | 0 | 32.4054 | 49.3797 | 17.7458 | 0 | 33.0535 | 50.3673 | 18.1008 | 0 | 33.7146 | 51.3747 | 18.4628 | 0 | 34.3889 | 52.4021 | 18.832 | 0 | 35.0767 | 53.4502 | 19.2087 | 0 | 35.7782 | 54.5192 | 19.5928 | 0 | 36.4938 | 55.6096 | 19.9847 | 0 | 37.2237 | 56.7218 | 20.3844 | 0 | 37.9681 | 57.8562 | 20.7921 | 0 | 38.7275 | 59.0133 | 21.2079 | 0 | 39.502 | 60.1936 | 21.6321 | 0 | 40.2921 | 61.3975 | 22.0647 | 0 | 41.0979 | 62.6254 | 22.506 | 0 | 41.9199 | 63.8779 | 22.9561 | 0 | 42.7583 | 65.1555 | 23.4153 | 0 | 43.6135 | 66.4586 | 23.8836 | 0 | 44.4857 | 67.7878 | 24.3612 | 0 | 45.3754 | 69.1435 | 24.8485 | 0 | 46.2829 | 70.5264 | 25.3454 | 0 | 47.2086 | 71.9369 | 25.8523 | 0 | 48.1528 | 73.3757 | 26.3694 | 0 | 49.0513 | 74.7448 | 26.8614 | 0 | 49.968 | 76.1417 | 27.3634 | 0 | 50.8847 | 77.5386 | 27.8654
T&D ($/peak kW) | INDUSTRIAL | 11 = Industrial Process | 12 | TD:INDUSTRIAL:11 = Industrial Process:12 |  | 0 | 29.0992 | 44.3416 | 15.9353 | 0 | 29.6811 | 45.2284 | 16.254 | 0 | 30.2748 | 46.133 | 16.579 | 0 | 30.8803 | 47.0556 | 16.9106 | 0 | 31.4979 | 47.9967 | 17.2488 | 0 | 32.1278 | 48.9567 | 17.5938 | 0 | 32.7704 | 49.9358 | 17.9457 | 0 | 33.4258 | 50.9345 | 18.3046 | 0 | 34.0943 | 51.9532 | 18.6707 | 0 | 34.7762 | 52.9923 | 19.0441 | 0 | 35.4717 | 54.0521 | 19.425 | 0 | 36.1811 | 55.1332 | 19.8135 | 0 | 36.9048 | 56.2358 | 20.2098 | 0 | 37.6429 | 57.3606 | 20.614 | 0 | 38.3957 | 58.5078 | 21.0262 | 0 | 39.1636 | 59.6779 | 21.4468 | 0 | 39.9469 | 60.8715 | 21.8757 | 0 | 40.7458 | 62.0889 | 22.3132 | 0 | 41.5608 | 63.3307 | 22.7595 | 0 | 42.392 | 64.5973 | 23.2147 | 0 | 43.2398 | 65.8893 | 23.6789 | 0 | 44.1046 | 67.207 | 24.1525 | 0 | 44.9276 | 68.4611 | 24.6032 | 0 | 45.7672 | 69.7406 | 25.063 | 0 | 46.6069 | 71.02 | 25.5228
T&D ($/peak kW) | INDUSTRIAL | 11 = Industrial Process | 13 | TD:INDUSTRIAL:11 = Industrial Process:13 |  | 0 | 26.2555 | 40.0084 | 14.378 | 0 | 26.7806 | 40.8085 | 14.6656 | 0 | 27.3162 | 41.6247 | 14.9589 | 0 | 27.8625 | 42.4572 | 15.2581 | 0 | 28.4198 | 43.3063 | 15.5632 | 0 | 28.9882 | 44.1725 | 15.8745 | 0 | 29.5679 | 45.0559 | 16.192 | 0 | 30.1593 | 45.957 | 16.5158 | 0 | 30.7625 | 46.8762 | 16.8461 | 0 | 31.3777 | 47.8137 | 17.183 | 0 | 32.0053 | 48.77 | 17.5267 | 0 | 32.6454 | 49.7454 | 17.8772 | 0 | 33.2983 | 50.7403 | 18.2348 | 0 | 33.9643 | 51.7551 | 18.5995 | 0 | 34.6436 | 52.7902 | 18.9715 | 0 | 35.3364 | 53.846 | 19.3509 | 0 | 36.0432 | 54.9229 | 19.7379 | 0 | 36.764 | 56.0214 | 20.1327 | 0 | 37.4993 | 57.1418 | 20.5353 | 0 | 38.2493 | 58.2846 | 20.946 | 0 | 39.0143 | 59.4503 | 21.365 | 0 | 39.7946 | 60.6393 | 21.7923 | 0 | 40.5371 | 61.7708 | 22.1989 | 0 | 41.2947 | 62.9253 | 22.6138 | 0 | 42.0523 | 64.0797 | 23.0286
T&D ($/peak kW) | INDUSTRIAL | 11 = Industrial Process | 16 | TD:INDUSTRIAL:11 = Industrial Process:16 |  | 0 | 24.0922 | 36.7028 | 13.1704 | 0 | 24.574 | 37.4368 | 13.4338 | 0 | 25.0655 | 38.1856 | 13.7025 | 0 | 25.5668 | 38.9493 | 13.9765 | 0 | 26.0781 | 39.7283 | 14.2561 | 0 | 26.5997 | 40.5228 | 14.5412 | 0 | 27.1317 | 41.3333 | 14.832 | 0 | 27.6743 | 42.1599 | 15.1286 | 0 | 28.2278 | 43.0031 | 15.4312 | 0 | 28.7924 | 43.8632 | 15.7398 | 0 | 29.3682 | 44.7405 | 16.0546 | 0 | 29.9556 | 45.6353 | 16.3757 | 0 | 30.5547 | 46.548 | 16.7032 | 0 | 31.1658 | 47.4789 | 17.0373 | 0 | 31.7891 | 48.4285 | 17.378 | 0 | 32.4249 | 49.3971 | 17.7256 | 0 | 33.0734 | 50.385 | 18.0801 | 0 | 33.7348 | 51.3927 | 18.4417 | 0 | 34.4095 | 52.4206 | 18.8106 | 0 | 35.0977 | 53.469 | 19.1868 | 0 | 35.7997 | 54.5384 | 19.5705 | 0 | 36.5157 | 55.6292 | 19.9619 | 0 | 37.197 | 56.6672 | 20.3344 | 0 | 37.8922 | 57.7262 | 20.7144 | 0 | 38.5874 | 58.7853 | 21.0945
T&D ($/peak kW) | INDUSTRIAL | 11 = Industrial Process | SYSTEM | TD:INDUSTRIAL:11 = Industrial Process:SYSTEM |  | 0 | 21.2582 | 32.3935 | 11.6414 | 0 | 21.6834 | 33.0414 | 11.8742 | 0 | 22.1171 | 33.7022 | 12.1117 | 0 | 22.5594 | 34.3762 | 12.354 | 0 | 23.0106 | 35.0638 | 12.601 | 0 | 23.4708 | 35.765 | 12.8531 | 0 | 23.9402 | 36.4803 | 13.1101 | 0 | 24.419 | 37.21 | 13.3723 | 0 | 24.9074 | 37.9542 | 13.6398 | 0 | 25.4056 | 38.7132 | 13.9126 | 0 | 25.9137 | 39.4875 | 14.1908 | 0 | 26.4319 | 40.2772 | 14.4746 | 0 | 26.9606 | 41.0828 | 14.7641 | 0 | 27.4998 | 41.9044 | 15.0594 | 0 | 28.0498 | 42.7425 | 15.3606 | 0 | 28.6108 | 43.5974 | 15.6678 | 0 | 29.183 | 44.4693 | 15.9812 | 0 | 29.7667 | 45.3587 | 16.3008 | 0 | 30.362 | 46.2659 | 16.6268 | 0 | 30.9692 | 47.1912 | 16.9593 | 0 | 31.5886 | 48.135 | 17.2985 | 0 | 32.2204 | 49.0977 | 17.6445 | 0 | 32.8216 | 50.0139 | 17.9737 | 0 | 33.435 | 50.9486 | 18.3097 | 0 | 34.0484 | 51.8833 | 18.6456
T&D ($/peak kW) | INDUSTRIAL | 12 = Industrial Motors | 1 | TD:INDUSTRIAL:12 = Industrial Motors:1 |  | 0 | 27.5333 | 41.9408 | 15.0407 | 0 | 28.084 | 42.7796 | 15.3415 | 0 | 28.6457 | 43.6352 | 15.6483 | 0 | 29.2186 | 44.5079 | 15.9613 | 0 | 29.8029 | 45.3981 | 16.2805 | 0 | 30.399 | 46.3061 | 16.6061 | 0 | 31.007 | 47.2322 | 16.9382 | 0 | 31.6271 | 48.1768 | 17.277 | 0 | 32.2597 | 49.1404 | 17.6225 | 0 | 32.9049 | 50.1232 | 17.975 | 0 | 33.563 | 51.1256 | 18.3345 | 0 | 34.2342 | 52.1481 | 18.7012 | 0 | 34.9189 | 53.1911 | 19.0752 | 0 | 35.6173 | 54.2549 | 19.4567 | 0 | 36.3296 | 55.34 | 19.8458 | 0 | 37.0562 | 56.4468 | 20.2427 | 0 | 37.7973 | 57.5758 | 20.6476 | 0 | 38.5533 | 58.7273 | 21.0606 | 0 | 39.3243 | 59.9018 | 21.4818 | 0 | 40.1108 | 61.0999 | 21.9114 | 0 | 40.9131 | 62.3219 | 22.3496 | 0 | 41.7313 | 63.5683 | 22.7966 | 0 | 42.51 | 64.7544 | 23.222 | 0 | 43.3045 | 65.9647 | 23.656 | 0 | 44.0989 | 67.1749 | 24.09
T&D ($/peak kW) | INDUSTRIAL | 12 = Industrial Motors | 2 | TD:INDUSTRIAL:12 = Industrial Motors:2 |  | 0 | 29.9289 | 45.606 | 16.3896 | 0 | 30.5275 | 46.5181 | 16.7174 | 0 | 31.138 | 47.4484 | 17.0518 | 0 | 31.7608 | 48.3974 | 17.3928 | 0 | 32.396 | 49.3654 | 17.7407 | 0 | 33.0439 | 50.3527 | 18.0955 | 0 | 33.7048 | 51.3597 | 18.4574 | 0 | 34.3789 | 52.3869 | 18.8265 | 0 | 35.0665 | 53.4346 | 19.2031 | 0 | 35.7678 | 54.5033 | 19.5871 | 0 | 36.4832 | 55.5934 | 19.9789 | 0 | 37.2128 | 56.7053 | 20.3785 | 0 | 37.9571 | 57.8394 | 20.786 | 0 | 38.7162 | 58.9962 | 21.2017 | 0 | 39.4906 | 60.1761 | 21.6258 | 0 | 40.2804 | 61.3796 | 22.0583 | 0 | 41.086 | 62.6072 | 22.4995 | 0 | 41.9077 | 63.8594 | 22.9495 | 0 | 42.7459 | 65.1365 | 23.4084 | 0 | 43.6008 | 66.4393 | 23.8766 | 0 | 44.4728 | 67.7681 | 24.3541 | 0 | 45.3622 | 69.1234 | 24.8412 | 0 | 46.2087 | 70.4132 | 25.3048 | 0 | 47.0723 | 71.7292 | 25.7777 | 0 | 47.9359 | 73.0451 | 26.2506
T&D ($/peak kW) | INDUSTRIAL | 12 = Industrial Motors | 3A | TD:INDUSTRIAL:12 = Industrial Motors:3A |  | 0 | 21.1827 | 32.2784 | 11.6001 | 0 | 21.6064 | 32.924 | 11.8321 | 0 | 22.0385 | 33.5824 | 12.0687 | 0 | 22.4793 | 34.2541 | 12.3101 | 0 | 22.9288 | 34.9392 | 12.5563 | 0 | 23.3874 | 35.638 | 12.8074 | 0 | 23.8552 | 36.3507 | 13.0635 | 0 | 24.3323 | 37.0777 | 13.3248 | 0 | 24.8189 | 37.8193 | 13.5913 | 0 | 25.3153 | 38.5757 | 13.8631 | 0 | 25.8216 | 39.3472 | 14.1404 | 0 | 26.338 | 40.1341 | 14.4232 | 0 | 26.8648 | 40.9368 | 14.7117 | 0 | 27.4021 | 41.7556 | 15.0059 | 0 | 27.9501 | 42.5907 | 15.306 | 0 | 28.5091 | 43.4425 | 15.6121 | 0 | 29.0793 | 44.3113 | 15.9244 | 0 | 29.6609 | 45.1976 | 16.2429 | 0 | 30.2541 | 46.1015 | 16.5677 | 0 | 30.8592 | 47.0235 | 16.8991 | 0 | 31.4764 | 47.964 | 17.2371 | 0 | 32.1059 | 48.9233 | 17.5818 | 0 | 32.705 | 49.8362 | 17.9099 | 0 | 33.3162 | 50.7676 | 18.2446 | 0 | 33.9274 | 51.699 | 18.5793
T&D ($/peak kW) | INDUSTRIAL | 12 = Industrial Motors | 3B | TD:INDUSTRIAL:12 = Industrial Motors:3B |  | 0 | 21.6564 | 33.0002 | 11.8594 | 0 | 22.0895 | 33.6602 | 12.0966 | 0 | 22.5313 | 34.3334 | 12.3386 | 0 | 22.9819 | 35.02 | 12.5853 | 0 | 23.4415 | 35.7204 | 12.837 | 0 | 23.9104 | 36.4349 | 13.0938 | 0 | 24.3886 | 37.1635 | 13.3557 | 0 | 24.8764 | 37.9068 | 13.6228 | 0 | 25.3739 | 38.665 | 13.8952 | 0 | 25.8814 | 39.4383 | 14.1731 | 0 | 26.399 | 40.227 | 14.4566 | 0 | 26.927 | 41.0316 | 14.7457 | 0 | 27.4655 | 41.8522 | 15.0406 | 0 | 28.0148 | 42.6892 | 15.3414 | 0 | 28.5751 | 43.543 | 15.6483 | 0 | 29.1466 | 44.4139 | 15.9612 | 0 | 29.7295 | 45.3022 | 16.2805 | 0 | 30.3241 | 46.2082 | 16.6061 | 0 | 30.9306 | 47.1324 | 16.9382 | 0 | 31.5492 | 48.075 | 17.277 | 0 | 32.1802 | 49.0365 | 17.6225 | 0 | 32.8238 | 50.0172 | 17.9749 | 0 | 33.4363 | 50.9505 | 18.3103 | 0 | 34.0612 | 51.9028 | 18.6526 | 0 | 34.6861 | 52.855 | 18.9948
T&D ($/peak kW) | INDUSTRIAL | 12 = Industrial Motors | 4 | TD:INDUSTRIAL:12 = Industrial Motors:4 |  | 0 | 25.2308 | 38.4469 | 13.8169 | 0 | 25.7354 | 39.2159 | 14.0932 | 0 | 26.2501 | 40.0002 | 14.3751 | 0 | 26.7751 | 40.8002 | 14.6626 | 0 | 27.3106 | 41.6162 | 14.9558 | 0 | 27.8568 | 42.4485 | 15.2549 | 0 | 28.414 | 43.2975 | 15.56 | 0 | 28.9823 | 44.1634 | 15.8712 | 0 | 29.5619 | 45.0467 | 16.1887 | 0 | 30.1531 | 45.9476 | 16.5124 | 0 | 30.7562 | 46.8666 | 16.8427 | 0 | 31.3713 | 47.8039 | 17.1795 | 0 | 31.9987 | 48.76 | 17.5231 | 0 | 32.6387 | 49.7352 | 17.8736 | 0 | 33.2915 | 50.7299 | 18.2311 | 0 | 33.9573 | 51.7445 | 18.5957 | 0 | 34.6365 | 52.7794 | 18.9676 | 0 | 35.3292 | 53.835 | 19.3469 | 0 | 36.0358 | 54.9117 | 19.7339 | 0 | 36.7565 | 56.0099 | 20.1286 | 0 | 37.4916 | 57.1301 | 20.5311 | 0 | 38.2415 | 58.2727 | 20.9418 | 0 | 38.955 | 59.36 | 21.3325 | 0 | 39.6831 | 60.4694 | 21.7312 | 0 | 40.4111 | 61.5788 | 22.1299
T&D ($/peak kW) | INDUSTRIAL | 12 = Industrial Motors | 5 | TD:INDUSTRIAL:12 = Industrial Motors:5 |  | 0 | 37.5551 | 57.2236 | 20.5579 | 0 | 38.3062 | 58.3681 | 20.969 | 0 | 39.0723 | 59.5354 | 21.3884 | 0 | 39.8537 | 60.7261 | 21.8162 | 0 | 40.6508 | 61.9407 | 22.2525 | 0 | 41.4638 | 63.1795 | 22.6976 | 0 | 42.2931 | 64.4431 | 23.1515 | 0 | 43.1389 | 65.7319 | 23.6145 | 0 | 44.0017 | 67.0466 | 24.0868 | 0 | 44.8818 | 68.3875 | 24.5686 | 0 | 45.7794 | 69.7552 | 25.0599 | 0 | 46.695 | 71.1503 | 25.5611 | 0 | 47.6289 | 72.5733 | 26.0724 | 0 | 48.5815 | 74.0248 | 26.5938 | 0 | 49.5531 | 75.5053 | 27.1257 | 0 | 50.5442 | 77.0154 | 27.6682 | 0 | 51.555 | 78.5557 | 28.2216 | 0 | 52.5861 | 80.1268 | 28.786 | 0 | 53.6379 | 81.7294 | 29.3617 | 0 | 54.7106 | 83.364 | 29.949 | 0 | 55.8048 | 85.0312 | 30.5479 | 0 | 56.9209 | 86.7319 | 31.1589 | 0 | 57.983 | 88.3502 | 31.7403 | 0 | 59.0667 | 90.0014 | 32.3335 | 0 | 60.1503 | 91.6526 | 32.9267
T&D ($/peak kW) | INDUSTRIAL | 12 = Industrial Motors | 11 | TD:INDUSTRIAL:12 = Industrial Motors:11 |  | 0 | 31.6389 | 48.2117 | 17.3261 | 0 | 32.2717 | 49.1759 | 17.6726 | 0 | 32.9171 | 50.1594 | 18.026 | 0 | 33.5755 | 51.1626 | 18.3866 | 0 | 34.247 | 52.1859 | 18.7543 | 0 | 34.9319 | 53.2296 | 19.1294 | 0 | 35.6306 | 54.2942 | 19.512 | 0 | 36.3432 | 55.3801 | 19.9022 | 0 | 37.07 | 56.4877 | 20.3003 | 0 | 37.8114 | 57.6174 | 20.7063 | 0 | 38.5677 | 58.7698 | 21.1204 | 0 | 39.339 | 59.9452 | 21.5428 | 0 | 40.1258 | 61.1441 | 21.9736 | 0 | 40.9283 | 62.3669 | 22.4131 | 0 | 41.7469 | 63.6143 | 22.8614 | 0 | 42.5818 | 64.8866 | 23.3186 | 0 | 43.4334 | 66.1843 | 23.785 | 0 | 44.3021 | 67.508 | 24.2607 | 0 | 45.1882 | 68.8581 | 24.7459 | 0 | 46.0919 | 70.2353 | 25.2408 | 0 | 47.0138 | 71.64 | 25.7456 | 0 | 47.954 | 73.0728 | 26.2605 | 0 | 48.8488 | 74.4363 | 26.7506 | 0 | 49.7618 | 75.8275 | 27.2505 | 0 | 50.6747 | 77.2186 | 27.7504
T&D ($/peak kW) | INDUSTRIAL | 12 = Industrial Motors | 12 | TD:INDUSTRIAL:12 = Industrial Motors:12 |  | 0 | 29.0188 | 44.2191 | 15.8912 | 0 | 29.5991 | 45.1034 | 16.209 | 0 | 30.1911 | 46.0055 | 16.5332 | 0 | 30.7949 | 46.9256 | 16.8639 | 0 | 31.4108 | 47.8641 | 17.2012 | 0 | 32.0391 | 48.8214 | 17.5452 | 0 | 32.6798 | 49.7978 | 17.8961 | 0 | 33.3334 | 50.7938 | 18.254 | 0 | 34.0001 | 51.8097 | 18.6191 | 0 | 34.6801 | 52.8459 | 18.9915 | 0 | 35.3737 | 53.9028 | 19.3713 | 0 | 36.0812 | 54.9808 | 19.7587 | 0 | 36.8028 | 56.0805 | 20.1539 | 0 | 37.5389 | 57.2021 | 20.557 | 0 | 38.2896 | 58.3461 | 20.9681 | 0 | 39.0554 | 59.513 | 21.3875 | 0 | 39.8365 | 60.7033 | 21.8152 | 0 | 40.6333 | 61.9174 | 22.2516 | 0 | 41.4459 | 63.1557 | 22.6966 | 0 | 42.2748 | 64.4188 | 23.1505 | 0 | 43.1203 | 65.7072 | 23.6135 | 0 | 43.9828 | 67.0213 | 24.0858 | 0 | 44.8034 | 68.2719 | 24.5352 | 0 | 45.6408 | 69.5479 | 24.9938 | 0 | 46.4781 | 70.8238 | 25.4523
T&D ($/peak kW) | INDUSTRIAL | 12 = Industrial Motors | 13 | TD:INDUSTRIAL:12 = Industrial Motors:13 |  | 0 | 26.1631 | 39.8676 | 14.3274 | 0 | 26.6864 | 40.665 | 14.614 | 0 | 27.2201 | 41.4783 | 14.9063 | 0 | 27.7645 | 42.3079 | 15.2044 | 0 | 28.3198 | 43.154 | 15.5085 | 0 | 28.8862 | 44.0171 | 15.8186 | 0 | 29.4639 | 44.8974 | 16.135 | 0 | 30.0532 | 45.7954 | 16.4577 | 0 | 30.6543 | 46.7113 | 16.7869 | 0 | 31.2674 | 47.6455 | 17.1226 | 0 | 31.8927 | 48.5984 | 17.4651 | 0 | 32.5306 | 49.5704 | 17.8144 | 0 | 33.1812 | 50.5618 | 18.1707 | 0 | 33.8448 | 51.573 | 18.5341 | 0 | 34.5217 | 52.6045 | 18.9047 | 0 | 35.2121 | 53.6566 | 19.2828 | 0 | 35.9164 | 54.7297 | 19.6685 | 0 | 36.6347 | 55.8243 | 20.0619 | 0 | 37.3674 | 56.9408 | 20.4631 | 0 | 38.1148 | 58.0796 | 20.8724 | 0 | 38.8771 | 59.2412 | 21.2898 | 0 | 39.6546 | 60.426 | 21.7156 | 0 | 40.3945 | 61.5536 | 22.1208 | 0 | 41.1495 | 62.7039 | 22.5342 | 0 | 41.9044 | 63.8543 | 22.9477
T&D ($/peak kW) | INDUSTRIAL | 12 = Industrial Motors | 16 | TD:INDUSTRIAL:12 = Industrial Motors:16 |  | 0 | 23.7972 | 36.2541 | 13.0109 | 0 | 24.2731 | 36.9792 | 13.2712 | 0 | 24.7586 | 37.7188 | 13.5366 | 0 | 25.2537 | 38.4731 | 13.8073 | 0 | 25.7588 | 39.2426 | 14.0835 | 0 | 26.274 | 40.0274 | 14.3651 | 0 | 26.7995 | 40.828 | 14.6524 | 0 | 27.3355 | 41.6446 | 14.9455 | 0 | 27.8822 | 42.4774 | 15.2444 | 0 | 28.4398 | 43.327 | 15.5493 | 0 | 29.0086 | 44.1935 | 15.8603 | 0 | 29.5888 | 45.0774 | 16.1775 | 0 | 30.1806 | 45.9789 | 16.501 | 0 | 30.7842 | 46.8985 | 16.831 | 0 | 31.3999 | 47.8365 | 17.1676 | 0 | 32.0278 | 48.7932 | 17.511 | 0 | 32.6684 | 49.7691 | 17.8612 | 0 | 33.3218 | 50.7645 | 18.2184 | 0 | 33.9882 | 51.7798 | 18.5828 | 0 | 34.668 | 52.8154 | 18.9545 | 0 | 35.3613 | 53.8717 | 19.3336 | 0 | 36.0686 | 54.9491 | 19.7202 | 0 | 36.7416 | 55.9744 | 20.0882 | 0 | 37.4282 | 57.0205 | 20.4636 | 0 | 38.1149 | 58.0667 | 20.8391
T&D ($/peak kW) | INDUSTRIAL | 12 = Industrial Motors | SYSTEM | TD:INDUSTRIAL:12 = Industrial Motors:SYSTEM |  | 0 | 21.1827 | 32.2784 | 11.6001 | 0 | 21.6064 | 32.924 | 11.8321 | 0 | 22.0385 | 33.5824 | 12.0687 | 0 | 22.4793 | 34.2541 | 12.3101 | 0 | 22.9288 | 34.9392 | 12.5563 | 0 | 23.3874 | 35.638 | 12.8074 | 0 | 23.8552 | 36.3507 | 13.0635 | 0 | 24.3323 | 37.0777 | 13.3248 | 0 | 24.8189 | 37.8193 | 13.5913 | 0 | 25.3153 | 38.5757 | 13.8631 | 0 | 25.8216 | 39.3472 | 14.1404 | 0 | 26.338 | 40.1341 | 14.4232 | 0 | 26.8648 | 40.9368 | 14.7117 | 0 | 27.4021 | 41.7556 | 15.0059 | 0 | 27.9501 | 42.5907 | 15.306 | 0 | 28.5091 | 43.4425 | 15.6121 | 0 | 29.0793 | 44.3113 | 15.9244 | 0 | 29.6609 | 45.1976 | 16.2429 | 0 | 30.2541 | 46.1015 | 16.5677 | 0 | 30.8592 | 47.0235 | 16.8991 | 0 | 31.4764 | 47.964 | 17.2371 | 0 | 32.1059 | 48.9233 | 17.5818 | 0 | 32.705 | 49.8362 | 17.9099 | 0 | 33.3162 | 50.7676 | 18.2446 | 0 | 33.9274 | 51.699 | 18.5793
T&D ($/peak kW) | INDUSTRIAL | 13 = Industrial Refrigeration | 1 | TD:INDUSTRIAL:13 = Industrial Refrigeration:1 |  | 0 | 25.3163 | 38.5638 | 13.8299 | 0 | 25.8226 | 39.3351 | 14.1065 | 0 | 26.3391 | 40.1218 | 14.3886 | 0 | 26.8659 | 40.9242 | 14.6764 | 0 | 27.4032 | 41.7427 | 14.9699 | 0 | 27.9512 | 42.5776 | 15.2693 | 0 | 28.5103 | 43.4291 | 15.5747 | 0 | 29.0805 | 44.2977 | 15.8862 | 0 | 29.6621 | 45.1837 | 16.2039 | 0 | 30.2553 | 46.0874 | 16.528 | 0 | 30.8604 | 47.0091 | 16.8585 | 0 | 31.4776 | 47.9493 | 17.1957 | 0 | 32.1072 | 48.9083 | 17.5396 | 0 | 32.7493 | 49.8864 | 17.8904 | 0 | 33.4043 | 50.8842 | 18.2482 | 0 | 34.0724 | 51.9018 | 18.6132 | 0 | 34.7539 | 52.9399 | 18.9855 | 0 | 35.4489 | 53.9987 | 19.3652 | 0 | 36.1579 | 55.0787 | 19.7525 | 0 | 36.8811 | 56.1802 | 20.1475 | 0 | 37.6187 | 57.3038 | 20.5505 | 0 | 38.3711 | 58.4499 | 20.9615 | 0 | 39.0871 | 59.5405 | 21.3526 | 0 | 39.8176 | 60.6533 | 21.7517 | 0 | 40.5481 | 61.7661 | 22.1507
T&D ($/peak kW) | INDUSTRIAL | 13 = Industrial Refrigeration | 2 | TD:INDUSTRIAL:13 = Industrial Refrigeration:2 |  | 0 | 28.7985 | 43.8834 | 15.7706 | 0 | 29.3745 | 44.7611 | 16.086 | 0 | 29.962 | 45.6563 | 16.4077 | 0 | 30.5612 | 46.5694 | 16.7359 | 0 | 31.1724 | 47.5008 | 17.0706 | 0 | 31.7959 | 48.4508 | 17.412 | 0 | 32.4318 | 49.4199 | 17.7603 | 0 | 33.0804 | 50.4083 | 18.1155 | 0 | 33.742 | 51.4164 | 18.4778 | 0 | 34.4169 | 52.4447 | 18.8473 | 0 | 35.1052 | 53.4936 | 19.2243 | 0 | 35.8073 | 54.5635 | 19.6088 | 0 | 36.5235 | 55.6548 | 20.0009 | 0 | 37.2539 | 56.7679 | 20.401 | 0 | 37.999 | 57.9032 | 20.809 | 0 | 38.759 | 59.0613 | 21.2252 | 0 | 39.5342 | 60.2425 | 21.6497 | 0 | 40.3248 | 61.4474 | 22.0827 | 0 | 41.1313 | 62.6763 | 22.5243 | 0 | 41.954 | 63.9299 | 22.9748 | 0 | 42.793 | 65.2085 | 23.4343 | 0 | 43.6489 | 66.5126 | 23.903 | 0 | 44.4634 | 67.7537 | 24.349 | 0 | 45.2944 | 69.02 | 24.8041 | 0 | 46.1253 | 70.2862 | 25.2591
T&D ($/peak kW) | INDUSTRIAL | 13 = Industrial Refrigeration | 3A | TD:INDUSTRIAL:13 = Industrial Refrigeration:3A |  | 0 | 20.8806 | 31.818 | 11.4346 | 0 | 21.2982 | 32.4544 | 11.6633 | 0 | 21.7241 | 33.1034 | 11.8966 | 0 | 22.1586 | 33.7655 | 12.1345 | 0 | 22.6018 | 34.4408 | 12.3772 | 0 | 23.0538 | 35.1296 | 12.6247 | 0 | 23.5149 | 35.8322 | 12.8772 | 0 | 23.9852 | 36.5489 | 13.1348 | 0 | 24.4649 | 37.2799 | 13.3974 | 0 | 24.9542 | 38.0255 | 13.6654 | 0 | 25.4533 | 38.786 | 13.9387 | 0 | 25.9624 | 39.5617 | 14.2175 | 0 | 26.4816 | 40.3529 | 14.5018 | 0 | 27.0112 | 41.16 | 14.7919 | 0 | 27.5515 | 41.9832 | 15.0877 | 0 | 28.1025 | 42.8228 | 15.3895 | 0 | 28.6645 | 43.6793 | 15.6972 | 0 | 29.2378 | 44.5529 | 16.0112 | 0 | 29.8226 | 45.4439 | 16.3314 | 0 | 30.419 | 46.3528 | 16.658 | 0 | 31.0274 | 47.2799 | 16.9912 | 0 | 31.648 | 48.2255 | 17.331 | 0 | 32.2385 | 49.1253 | 17.6544 | 0 | 32.841 | 50.0434 | 17.9844 | 0 | 33.4435 | 50.9616 | 18.3143
T&D ($/peak kW) | INDUSTRIAL | 13 = Industrial Refrigeration | 3B | TD:INDUSTRIAL:13 = Industrial Refrigeration:3B |  | 0 | 21.3475 | 32.5295 | 11.6903 | 0 | 21.7744 | 33.1801 | 11.9241 | 0 | 22.2099 | 33.8437 | 12.1626 | 0 | 22.6541 | 34.5205 | 12.4058 | 0 | 23.1072 | 35.2109 | 12.6539 | 0 | 23.5693 | 35.9152 | 12.907 | 0 | 24.0407 | 36.6335 | 13.1652 | 0 | 24.5215 | 37.3661 | 13.4285 | 0 | 25.012 | 38.1135 | 13.697 | 0 | 25.5122 | 38.8757 | 13.971 | 0 | 26.0224 | 39.6532 | 14.2504 | 0 | 26.5429 | 40.4463 | 14.5354 | 0 | 27.0737 | 41.2552 | 14.8261 | 0 | 27.6152 | 42.0803 | 15.1226 | 0 | 28.1675 | 42.9219 | 15.4251 | 0 | 28.7309 | 43.7804 | 15.7336 | 0 | 29.3055 | 44.656 | 16.0482 | 0 | 29.8916 | 45.5491 | 16.3692 | 0 | 30.4894 | 46.4601 | 16.6966 | 0 | 31.0992 | 47.3893 | 17.0305 | 0 | 31.7212 | 48.3371 | 17.3711 | 0 | 32.3556 | 49.3038 | 17.7186 | 0 | 32.9594 | 50.2238 | 18.0492 | 0 | 33.5754 | 51.1624 | 18.3865 | 0 | 34.1913 | 52.1011 | 18.7238
T&D ($/peak kW) | INDUSTRIAL | 13 = Industrial Refrigeration | 4 | TD:INDUSTRIAL:13 = Industrial Refrigeration:4 |  | 0 | 24.6119 | 37.5039 | 13.478 | 0 | 25.1042 | 38.254 | 13.7475 | 0 | 25.6063 | 39.0191 | 14.0225 | 0 | 26.1184 | 39.7994 | 14.3029 | 0 | 26.6407 | 40.5954 | 14.589 | 0 | 27.1736 | 41.4073 | 14.8808 | 0 | 27.717 | 42.2355 | 15.1784 | 0 | 28.2714 | 43.0802 | 15.4819 | 0 | 28.8368 | 43.9418 | 15.7916 | 0 | 29.4135 | 44.8206 | 16.1074 | 0 | 30.0018 | 45.717 | 16.4296 | 0 | 30.6018 | 46.6314 | 16.7582 | 0 | 31.2139 | 47.564 | 17.0933 | 0 | 31.8382 | 48.5153 | 17.4352 | 0 | 32.4749 | 49.4856 | 17.7839 | 0 | 33.1244 | 50.4753 | 18.1396 | 0 | 33.7869 | 51.4848 | 18.5024 | 0 | 34.4626 | 52.5145 | 18.8724 | 0 | 35.1519 | 53.5648 | 19.2498 | 0 | 35.8549 | 54.6361 | 19.6348 | 0 | 36.572 | 55.7288 | 20.0275 | 0 | 37.3035 | 56.8434 | 20.4281 | 0 | 37.9995 | 57.9041 | 20.8093 | 0 | 38.7097 | 58.9862 | 21.1982 | 0 | 39.4199 | 60.0684 | 21.5871
T&D ($/peak kW) | INDUSTRIAL | 13 = Industrial Refrigeration | 5 | TD:INDUSTRIAL:13 = Industrial Refrigeration:5 |  | 0 | 29.6115 | 45.1193 | 16.2085 | 0 | 30.2037 | 46.0217 | 16.5327 | 0 | 30.8078 | 46.9422 | 16.8634 | 0 | 31.4239 | 47.881 | 17.2006 | 0 | 32.0524 | 48.8386 | 17.5446 | 0 | 32.6934 | 49.8154 | 17.8955 | 0 | 33.3473 | 50.8117 | 18.2534 | 0 | 34.0143 | 51.8279 | 18.6185 | 0 | 34.6945 | 52.8645 | 18.9909 | 0 | 35.3884 | 53.9218 | 19.3707 | 0 | 36.0962 | 55.0002 | 19.7581 | 0 | 36.8181 | 56.1002 | 20.1533 | 0 | 37.5545 | 57.2222 | 20.5563 | 0 | 38.3056 | 58.3667 | 20.9675 | 0 | 39.0717 | 59.534 | 21.3868 | 0 | 39.8531 | 60.7247 | 21.8146 | 0 | 40.6502 | 61.9392 | 22.2508 | 0 | 41.4632 | 63.178 | 22.6959 | 0 | 42.2925 | 64.4415 | 23.1498 | 0 | 43.1383 | 65.7304 | 23.6128 | 0 | 44.0011 | 67.045 | 24.085 | 0 | 44.8811 | 68.3859 | 24.5667 | 0 | 45.7185 | 69.6619 | 25.0251 | 0 | 46.573 | 70.9638 | 25.4928 | 0 | 47.4274 | 72.2658 | 25.9605
T&D ($/peak kW) | INDUSTRIAL | 13 = Industrial Refrigeration | 11 | TD:INDUSTRIAL:13 = Industrial Refrigeration:11 |  | 0 | 31.1144 | 47.4124 | 17.0388 | 0 | 31.7367 | 48.3607 | 17.3796 | 0 | 32.3714 | 49.3279 | 17.7272 | 0 | 33.0189 | 50.3145 | 18.0818 | 0 | 33.6792 | 51.3208 | 18.4434 | 0 | 34.3528 | 52.3472 | 18.8123 | 0 | 35.0399 | 53.3941 | 19.1885 | 0 | 35.7407 | 54.462 | 19.5723 | 0 | 36.4555 | 55.5512 | 19.9637 | 0 | 37.1846 | 56.6623 | 20.363 | 0 | 37.9283 | 57.7955 | 20.7703 | 0 | 38.6869 | 58.9514 | 21.1857 | 0 | 39.4606 | 60.1304 | 21.6094 | 0 | 40.2498 | 61.3331 | 22.0416 | 0 | 41.0548 | 62.5597 | 22.4824 | 0 | 41.8759 | 63.8109 | 22.932 | 0 | 42.7134 | 65.0871 | 23.3907 | 0 | 43.5677 | 66.3889 | 23.8585 | 0 | 44.439 | 67.7166 | 24.3357 | 0 | 45.3278 | 69.071 | 24.8224 | 0 | 46.2344 | 70.4524 | 25.3188 | 0 | 47.1591 | 71.8614 | 25.8252 | 0 | 48.039 | 73.2023 | 26.3071 | 0 | 48.9368 | 74.5704 | 26.7987 | 0 | 49.8347 | 75.9385 | 27.2904
T&D ($/peak kW) | INDUSTRIAL | 13 = Industrial Refrigeration | 12 | TD:INDUSTRIAL:13 = Industrial Refrigeration:12 |  | 0 | 28.6971 | 43.729 | 15.7151 | 0 | 29.2711 | 44.6036 | 16.0294 | 0 | 29.8565 | 45.4956 | 16.35 | 0 | 30.4536 | 46.4055 | 16.677 | 0 | 31.0627 | 47.3337 | 17.0105 | 0 | 31.684 | 48.2803 | 17.3507 | 0 | 32.3176 | 49.2459 | 17.6978 | 0 | 32.964 | 50.2309 | 18.0517 | 0 | 33.6233 | 51.2355 | 18.4127 | 0 | 34.2957 | 52.2602 | 18.781 | 0 | 34.9817 | 53.3054 | 19.1566 | 0 | 35.6813 | 54.3715 | 19.5398 | 0 | 36.3949 | 55.4589 | 19.9306 | 0 | 37.1228 | 56.5681 | 20.3292 | 0 | 37.8653 | 57.6995 | 20.7357 | 0 | 38.6226 | 58.8535 | 21.1505 | 0 | 39.395 | 60.0305 | 21.5735 | 0 | 40.1829 | 61.2311 | 22.0049 | 0 | 40.9866 | 62.4558 | 22.445 | 0 | 41.8063 | 63.7049 | 22.8939 | 0 | 42.6424 | 64.979 | 23.3518 | 0 | 43.4953 | 66.2786 | 23.8189 | 0 | 44.3069 | 67.5153 | 24.2633 | 0 | 45.135 | 68.7771 | 24.7168 | 0 | 45.963 | 70.0389 | 25.1702
T&D ($/peak kW) | INDUSTRIAL | 13 = Industrial Refrigeration | 13 | TD:INDUSTRIAL:13 = Industrial Refrigeration:13 |  | 0 | 25.7938 | 39.3048 | 14.1252 | 0 | 26.3096 | 40.0909 | 14.4077 | 0 | 26.8358 | 40.8927 | 14.6958 | 0 | 27.3726 | 41.7106 | 14.9897 | 0 | 27.92 | 42.5448 | 15.2895 | 0 | 28.4784 | 43.3957 | 15.5953 | 0 | 29.048 | 44.2636 | 15.9072 | 0 | 29.6289 | 45.1488 | 16.2254 | 0 | 30.2215 | 46.0518 | 16.5499 | 0 | 30.8259 | 46.9729 | 16.8809 | 0 | 31.4425 | 47.9123 | 17.2185 | 0 | 32.0713 | 48.8706 | 17.5629 | 0 | 32.7127 | 49.848 | 17.9141 | 0 | 33.367 | 50.8449 | 18.2724 | 0 | 34.0343 | 51.8618 | 18.6378 | 0 | 34.715 | 52.8991 | 19.0106 | 0 | 35.4093 | 53.9571 | 19.3908 | 0 | 36.1175 | 55.0362 | 19.7786 | 0 | 36.8399 | 56.1369 | 20.1742 | 0 | 37.5766 | 57.2597 | 20.5777 | 0 | 38.3282 | 58.4048 | 20.9892 | 0 | 39.0947 | 59.5729 | 21.409 | 0 | 39.8242 | 60.6845 | 21.8085 | 0 | 40.5685 | 61.8187 | 22.2161 | 0 | 41.3128 | 62.9528 | 22.6237
T&D ($/peak kW) | INDUSTRIAL | 13 = Industrial Refrigeration | 16 | TD:INDUSTRIAL:13 = Industrial Refrigeration:16 |  | 0 | 22.7204 | 34.614 | 12.4231 | 0 | 23.1748 | 35.3063 | 12.6716 | 0 | 23.6383 | 36.0124 | 12.925 | 0 | 24.111 | 36.7326 | 13.1835 | 0 | 24.5933 | 37.4673 | 13.4472 | 0 | 25.0851 | 38.2166 | 13.7161 | 0 | 25.5868 | 38.981 | 13.9904 | 0 | 26.0986 | 39.7606 | 14.2703 | 0 | 26.6205 | 40.5558 | 14.5557 | 0 | 27.1529 | 41.3669 | 14.8468 | 0 | 27.696 | 42.1943 | 15.1437 | 0 | 28.2499 | 43.0381 | 15.4466 | 0 | 28.8149 | 43.8989 | 15.7555 | 0 | 29.3912 | 44.7769 | 16.0706 | 0 | 29.979 | 45.6724 | 16.392 | 0 | 30.5786 | 46.5859 | 16.7199 | 0 | 31.1902 | 47.5176 | 17.0543 | 0 | 31.814 | 48.4679 | 17.3954 | 0 | 32.4503 | 49.4373 | 17.7433 | 0 | 33.0993 | 50.4261 | 18.0981 | 0 | 33.7613 | 51.4346 | 18.4601 | 0 | 34.4365 | 52.4633 | 18.8293 | 0 | 35.0791 | 53.4422 | 19.1806 | 0 | 35.7347 | 54.441 | 19.5391 | 0 | 36.3903 | 55.4398 | 19.8976
T&D ($/peak kW) | INDUSTRIAL | 13 = Industrial Refrigeration | SYSTEM | TD:INDUSTRIAL:13 = Industrial Refrigeration:SYSTEM |  | 0 | 20.8806 | 31.818 | 11.4346 | 0 | 21.2982 | 32.4544 | 11.6633 | 0 | 21.7241 | 33.1034 | 11.8966 | 0 | 22.1586 | 33.7655 | 12.1345 | 0 | 22.6018 | 34.4408 | 12.3772 | 0 | 23.0538 | 35.1296 | 12.6247 | 0 | 23.5149 | 35.8322 | 12.8772 | 0 | 23.9852 | 36.5489 | 13.1348 | 0 | 24.4649 | 37.2799 | 13.3974 | 0 | 24.9542 | 38.0255 | 13.6654 | 0 | 25.4533 | 38.786 | 13.9387 | 0 | 25.9624 | 39.5617 | 14.2175 | 0 | 26.4816 | 40.3529 | 14.5018 | 0 | 27.0112 | 41.16 | 14.7919 | 0 | 27.5515 | 41.9832 | 15.0877 | 0 | 28.1025 | 42.8228 | 15.3895 | 0 | 28.6645 | 43.6793 | 15.6972 | 0 | 29.2378 | 44.5529 | 16.0112 | 0 | 29.8226 | 45.4439 | 16.3314 | 0 | 30.419 | 46.3528 | 16.658 | 0 | 31.0274 | 47.2799 | 16.9912 | 0 | 31.648 | 48.2255 | 17.331 | 0 | 32.2385 | 49.1253 | 17.6544 | 0 | 32.841 | 50.0434 | 17.9844 | 0 | 33.4435 | 50.9616 | 18.3143
T&D ($/peak kW) | AGRICULTURAL | 14 = Agricultural | 1 | TD:AGRICULTURAL:14 = Agricultural:1 |  | 0 | 29.5132 | 44.9548 | 16.1171 | 0 | 30.1035 | 45.8539 | 16.4394 | 0 | 30.7056 | 46.7709 | 16.7682 | 0 | 31.3197 | 47.7063 | 17.1036 | 0 | 31.9461 | 48.6605 | 17.4456 | 0 | 32.585 | 49.6337 | 17.7945 | 0 | 33.2367 | 50.6264 | 18.1504 | 0 | 33.9014 | 51.6389 | 18.5134 | 0 | 34.5795 | 52.6717 | 18.8837 | 0 | 35.2711 | 53.7251 | 19.2614 | 0 | 35.9765 | 54.7996 | 19.6466 | 0 | 36.696 | 55.8956 | 20.0396 | 0 | 37.4299 | 57.0135 | 20.4403 | 0 | 38.1785 | 58.1538 | 20.8491 | 0 | 38.9421 | 59.3168 | 21.2661 | 0 | 39.7209 | 60.5032 | 21.6915 | 0 | 40.5154 | 61.7132 | 22.1253 | 0 | 41.3257 | 62.9475 | 22.5678 | 0 | 42.1522 | 64.2065 | 23.0191 | 0 | 42.9952 | 65.4906 | 23.4795 | 0 | 43.8551 | 66.8004 | 23.9491 | 0 | 44.7322 | 68.1364 | 24.4281 | 0 | 45.5669 | 69.4078 | 24.8839 | 0 | 46.4185 | 70.705 | 25.349 | 0 | 47.2701 | 72.0021 | 25.814
T&D ($/peak kW) | AGRICULTURAL | 14 = Agricultural | 2 | TD:AGRICULTURAL:14 = Agricultural:2 |  | 0 | 30.8978 | 47.0824 | 16.9202 | 0 | 31.5158 | 48.0241 | 17.2586 | 0 | 32.1461 | 48.9846 | 17.6038 | 0 | 32.789 | 49.9642 | 17.9559 | 0 | 33.4448 | 50.9635 | 18.315 | 0 | 34.1137 | 51.9828 | 18.6813 | 0 | 34.796 | 53.0225 | 19.0549 | 0 | 35.4919 | 54.0829 | 19.436 | 0 | 36.2017 | 55.1646 | 19.8248 | 0 | 36.9258 | 56.2679 | 20.2213 | 0 | 37.6643 | 57.3932 | 20.6257 | 0 | 38.4176 | 58.5411 | 21.0382 | 0 | 39.1859 | 59.7119 | 21.459 | 0 | 39.9696 | 60.9061 | 21.8881 | 0 | 40.769 | 62.1243 | 22.3259 | 0 | 41.5844 | 63.3667 | 22.7724 | 0 | 42.4161 | 64.6341 | 23.2279 | 0 | 43.2644 | 65.9268 | 23.6924 | 0 | 44.1297 | 67.2453 | 24.1663 | 0 | 45.0123 | 68.5902 | 24.6496 | 0 | 45.9126 | 69.962 | 25.1426 | 0 | 46.8308 | 71.3612 | 25.6454 | 0 | 47.7047 | 72.6928 | 26.124 | 0 | 48.5962 | 74.0514 | 26.6122 | 0 | 49.4878 | 75.4099 | 27.1004
T&D ($/peak kW) | AGRICULTURAL | 14 = Agricultural | 3A | TD:AGRICULTURAL:14 = Agricultural:3A |  | 0 | 21.4417 | 32.673 | 11.7419 | 0 | 21.8705 | 33.3265 | 11.9767 | 0 | 22.3079 | 33.993 | 12.2162 | 0 | 22.7541 | 34.6729 | 12.4606 | 0 | 23.2092 | 35.3663 | 12.7098 | 0 | 23.6733 | 36.0737 | 12.964 | 0 | 24.1468 | 36.7951 | 13.2233 | 0 | 24.6297 | 37.531 | 13.4877 | 0 | 25.1223 | 38.2817 | 13.7575 | 0 | 25.6248 | 39.0473 | 14.0326 | 0 | 26.1373 | 39.8282 | 14.3133 | 0 | 26.66 | 40.6248 | 14.5995 | 0 | 27.1932 | 41.4373 | 14.8915 | 0 | 27.7371 | 42.2661 | 15.1894 | 0 | 28.2918 | 43.1114 | 15.4931 | 0 | 28.8577 | 43.9736 | 15.803 | 0 | 29.4348 | 44.8531 | 16.1191 | 0 | 30.0235 | 45.7501 | 16.4415 | 0 | 30.624 | 46.6651 | 16.7703 | 0 | 31.2365 | 47.5984 | 17.1057 | 0 | 31.8612 | 48.5504 | 17.4478 | 0 | 32.4984 | 49.5214 | 17.7968 | 0 | 33.1048 | 50.4455 | 18.1288 | 0 | 33.7235 | 51.3882 | 18.4676 | 0 | 34.3422 | 52.331 | 18.8065
T&D ($/peak kW) | AGRICULTURAL | 14 = Agricultural | 3B | TD:AGRICULTURAL:14 = Agricultural:3B |  | 0 | 21.9211 | 33.4036 | 12.0044 | 0 | 22.3595 | 34.0717 | 12.2445 | 0 | 22.8067 | 34.7531 | 12.4894 | 0 | 23.2629 | 35.4482 | 12.7392 | 0 | 23.7281 | 36.1572 | 12.994 | 0 | 24.2027 | 36.8803 | 13.2539 | 0 | 24.6867 | 37.6179 | 13.5189 | 0 | 25.1805 | 38.3703 | 13.7893 | 0 | 25.6841 | 39.1377 | 14.0651 | 0 | 26.1978 | 39.9204 | 14.3464 | 0 | 26.7217 | 40.7188 | 14.6333 | 0 | 27.2562 | 41.5332 | 14.926 | 0 | 27.8013 | 42.3639 | 15.2245 | 0 | 28.3573 | 43.2111 | 15.529 | 0 | 28.9245 | 44.0754 | 15.8396 | 0 | 29.503 | 44.9569 | 16.1564 | 0 | 30.093 | 45.856 | 16.4795 | 0 | 30.6949 | 46.7731 | 16.8091 | 0 | 31.3088 | 47.7086 | 17.1453 | 0 | 31.9349 | 48.6628 | 17.4882 | 0 | 32.5736 | 49.636 | 17.8379 | 0 | 33.2251 | 50.6287 | 18.1947 | 0 | 33.8451 | 51.5735 | 18.5342 | 0 | 34.4776 | 52.5373 | 18.8806 | 0 | 35.1101 | 53.5012 | 19.227
T&D ($/peak kW) | AGRICULTURAL | 14 = Agricultural | 4 | TD:AGRICULTURAL:14 = Agricultural:4 |  | 0 | 25.7612 | 39.2552 | 14.1074 | 0 | 26.2765 | 40.0403 | 14.3895 | 0 | 26.802 | 40.8411 | 14.6773 | 0 | 27.338 | 41.658 | 14.9708 | 0 | 27.8848 | 42.4911 | 15.2702 | 0 | 28.4425 | 43.341 | 15.5757 | 0 | 29.0113 | 44.2078 | 15.8872 | 0 | 29.5916 | 45.0919 | 16.2049 | 0 | 30.1834 | 45.9938 | 16.529 | 0 | 30.7871 | 46.9136 | 16.8596 | 0 | 31.4028 | 47.8519 | 17.1968 | 0 | 32.0309 | 48.809 | 17.5407 | 0 | 32.6715 | 49.7851 | 17.8915 | 0 | 33.3249 | 50.7808 | 18.2494 | 0 | 33.9914 | 51.7964 | 18.6143 | 0 | 34.6712 | 52.8324 | 18.9866 | 0 | 35.3647 | 53.889 | 19.3664 | 0 | 36.072 | 54.9668 | 19.7537 | 0 | 36.7934 | 56.0661 | 20.1488 | 0 | 37.5293 | 57.1875 | 20.5517 | 0 | 38.2799 | 58.3312 | 20.9628 | 0 | 39.0455 | 59.4978 | 21.382 | 0 | 39.774 | 60.608 | 21.781 | 0 | 40.5174 | 61.7407 | 22.1881 | 0 | 41.2607 | 62.8735 | 22.5952
T&D ($/peak kW) | AGRICULTURAL | 14 = Agricultural | 5 | TD:AGRICULTURAL:14 = Agricultural:5 |  | 0 | 44.381 | 67.6243 | 24.2942 | 0 | 45.2686 | 68.9768 | 24.7801 | 0 | 46.174 | 70.3563 | 25.2757 | 0 | 47.0974 | 71.7635 | 25.7812 | 0 | 48.0394 | 73.1987 | 26.2968 | 0 | 49.0002 | 74.6627 | 26.8228 | 0 | 49.9802 | 76.156 | 27.3592 | 0 | 50.9798 | 77.6791 | 27.9064 | 0 | 51.9994 | 79.2327 | 28.4645 | 0 | 53.0394 | 80.8173 | 29.0338 | 0 | 54.1001 | 82.4337 | 29.6145 | 0 | 55.1821 | 84.0823 | 30.2068 | 0 | 56.2858 | 85.764 | 30.8109 | 0 | 57.4115 | 87.4793 | 31.4271 | 0 | 58.5597 | 89.2288 | 32.0557 | 0 | 59.7309 | 91.0134 | 32.6968 | 0 | 60.9256 | 92.8337 | 33.3507 | 0 | 62.1441 | 94.6904 | 34.0177 | 0 | 63.3869 | 96.5842 | 34.6981 | 0 | 64.6547 | 98.5158 | 35.3921 | 0 | 65.9478 | 100.4862 | 36.0999 | 0 | 67.2667 | 102.4959 | 36.8219 | 0 | 68.5219 | 104.4084 | 37.509 | 0 | 69.8025 | 106.3597 | 38.21 | 0 | 71.0831 | 108.311 | 38.911
T&D ($/peak kW) | AGRICULTURAL | 14 = Agricultural | 11 | TD:AGRICULTURAL:14 = Agricultural:11 |  | 0 | 32.0885 | 48.8967 | 17.5723 | 0 | 32.7303 | 49.8747 | 17.9237 | 0 | 33.3849 | 50.8722 | 18.2822 | 0 | 34.0526 | 51.8896 | 18.6478 | 0 | 34.7336 | 52.9274 | 19.0208 | 0 | 35.4283 | 53.9859 | 19.4012 | 0 | 36.1368 | 55.0657 | 19.7892 | 0 | 36.8596 | 56.167 | 20.185 | 0 | 37.5968 | 57.2903 | 20.5887 | 0 | 38.3487 | 58.4361 | 21.0005 | 0 | 39.1157 | 59.6048 | 21.4205 | 0 | 39.898 | 60.7969 | 21.8489 | 0 | 40.696 | 62.0129 | 22.2859 | 0 | 41.5099 | 63.2531 | 22.7316 | 0 | 42.3401 | 64.5182 | 23.1862 | 0 | 43.1869 | 65.8086 | 23.65 | 0 | 44.0506 | 67.1247 | 24.123 | 0 | 44.9316 | 68.4672 | 24.6054 | 0 | 45.8303 | 69.8366 | 25.0975 | 0 | 46.7469 | 71.2333 | 25.5995 | 0 | 47.6818 | 72.658 | 26.1115 | 0 | 48.6354 | 74.1111 | 26.6337 | 0 | 49.5429 | 75.494 | 27.1307 | 0 | 50.4689 | 76.9049 | 27.6377 | 0 | 51.3948 | 78.3158 | 28.1448
T&D ($/peak kW) | AGRICULTURAL | 14 = Agricultural | 12 | TD:AGRICULTURAL:14 = Agricultural:12 |  | 0 | 29.2944 | 44.6391 | 16.0422 | 0 | 29.8803 | 45.5319 | 16.363 | 0 | 30.4779 | 46.4425 | 16.6903 | 0 | 31.0875 | 47.3714 | 17.0241 | 0 | 31.7092 | 48.3188 | 17.3646 | 0 | 32.3434 | 49.2852 | 17.7119 | 0 | 32.9903 | 50.2709 | 18.0661 | 0 | 33.6501 | 51.2763 | 18.4274 | 0 | 34.3231 | 52.3018 | 18.796 | 0 | 35.0095 | 53.3479 | 19.1719 | 0 | 35.7097 | 54.4148 | 19.5553 | 0 | 36.4239 | 55.5031 | 19.9464 | 0 | 37.1524 | 56.6132 | 20.3454 | 0 | 37.8955 | 57.7455 | 20.7523 | 0 | 38.6534 | 58.9004 | 21.1673 | 0 | 39.4264 | 60.0784 | 21.5907 | 0 | 40.215 | 61.2799 | 22.0225 | 0 | 41.0193 | 62.5055 | 22.4629 | 0 | 41.8397 | 63.7557 | 22.9122 | 0 | 42.6764 | 65.0308 | 23.3704 | 0 | 43.53 | 66.3314 | 23.8378 | 0 | 44.4006 | 67.658 | 24.3146 | 0 | 45.2291 | 68.9205 | 24.7683 | 0 | 46.0744 | 70.2085 | 25.2312 | 0 | 46.9196 | 71.4966 | 25.6941
T&D ($/peak kW) | AGRICULTURAL | 14 = Agricultural | 13 | TD:AGRICULTURAL:14 = Agricultural:13 |  | 0 | 26.4797 | 40.3501 | 14.5008 | 0 | 27.0093 | 41.1571 | 14.7908 | 0 | 27.5495 | 41.9802 | 15.0866 | 0 | 28.1005 | 42.8198 | 15.3884 | 0 | 28.6625 | 43.6762 | 15.6961 | 0 | 29.2358 | 44.5498 | 16.0101 | 0 | 29.8205 | 45.4408 | 16.3303 | 0 | 30.4169 | 46.3496 | 16.6569 | 0 | 31.0252 | 47.2766 | 16.99 | 0 | 31.6458 | 48.2221 | 17.3298 | 0 | 32.2787 | 49.1865 | 17.6764 | 0 | 32.9242 | 50.1703 | 18.0299 | 0 | 33.5827 | 51.1737 | 18.3905 | 0 | 34.2544 | 52.1971 | 18.7583 | 0 | 34.9395 | 53.2411 | 19.1335 | 0 | 35.6383 | 54.3059 | 19.5162 | 0 | 36.351 | 55.392 | 19.9065 | 0 | 37.078 | 56.4999 | 20.3046 | 0 | 37.8196 | 57.6299 | 20.7107 | 0 | 38.576 | 58.7825 | 21.1249 | 0 | 39.3475 | 59.9581 | 21.5474 | 0 | 40.1345 | 61.1573 | 21.9784 | 0 | 40.8833 | 62.2984 | 22.3885 | 0 | 41.6474 | 63.4627 | 22.8069 | 0 | 42.4115 | 64.627 | 23.2253
T&D ($/peak kW) | AGRICULTURAL | 14 = Agricultural | 16 | TD:AGRICULTURAL:14 = Agricultural:16 |  | 0 | 24.7649 | 37.7269 | 13.5365 | 0 | 25.2602 | 38.4815 | 13.8072 | 0 | 25.7654 | 39.2511 | 14.0833 | 0 | 26.2807 | 40.0361 | 14.365 | 0 | 26.8063 | 40.8369 | 14.6523 | 0 | 27.3424 | 41.6536 | 14.9454 | 0 | 27.8893 | 42.4867 | 15.2443 | 0 | 28.4471 | 43.3364 | 15.5491 | 0 | 29.016 | 44.2031 | 15.8601 | 0 | 29.5963 | 45.0872 | 16.1773 | 0 | 30.1882 | 45.9889 | 16.5009 | 0 | 30.792 | 46.9087 | 16.8309 | 0 | 31.4078 | 47.8469 | 17.1675 | 0 | 32.036 | 48.8038 | 17.5109 | 0 | 32.6767 | 49.7799 | 17.8611 | 0 | 33.3303 | 50.7755 | 18.2183 | 0 | 33.9969 | 51.791 | 18.5827 | 0 | 34.6768 | 52.8268 | 18.9543 | 0 | 35.3703 | 53.8834 | 19.3334 | 0 | 36.0777 | 54.961 | 19.7201 | 0 | 36.7993 | 56.0603 | 20.1145 | 0 | 37.5353 | 57.1815 | 20.5168 | 0 | 38.2357 | 58.2484 | 20.8996 | 0 | 38.9503 | 59.337 | 21.2902 | 0 | 39.6649 | 60.4257 | 21.6808
T&D ($/peak kW) | AGRICULTURAL | 14 = Agricultural | SYSTEM | TD:AGRICULTURAL:14 = Agricultural:SYSTEM |  | 0 | 21.4417 | 32.673 | 11.7419 | 0 | 21.8705 | 33.3265 | 11.9767 | 0 | 22.3079 | 33.993 | 12.2162 | 0 | 22.7541 | 34.6729 | 12.4606 | 0 | 23.2092 | 35.3663 | 12.7098 | 0 | 23.6733 | 36.0737 | 12.964 | 0 | 24.1468 | 36.7951 | 13.2233 | 0 | 24.6297 | 37.531 | 13.4877 | 0 | 25.1223 | 38.2817 | 13.7575 | 0 | 25.6248 | 39.0473 | 14.0326 | 0 | 26.1373 | 39.8282 | 14.3133 | 0 | 26.66 | 40.6248 | 14.5995 | 0 | 27.1932 | 41.4373 | 14.8915 | 0 | 27.7371 | 42.2661 | 15.1894 | 0 | 28.2918 | 43.1114 | 15.4931 | 0 | 28.8577 | 43.9736 | 15.803 | 0 | 29.4348 | 44.8531 | 16.1191 | 0 | 30.0235 | 45.7501 | 16.4415 | 0 | 30.624 | 46.6651 | 16.7703 | 0 | 31.2365 | 47.5984 | 17.1057 | 0 | 31.8612 | 48.5504 | 17.4478 | 0 | 32.4984 | 49.5214 | 17.7968 | 0 | 33.1048 | 50.4455 | 18.1288 | 0 | 33.7235 | 51.3882 | 18.4676 | 0 | 34.3422 | 52.331 | 18.8065
T&D ($/peak kW) | COMMERCIAL | 17 = Commercial EMS | 1 | TD:COMMERCIAL:17 = Commercial EMS:1 |  | 0 | 27.7442 | 42.2646 | 15.1623 | 0 | 28.299 | 43.1099 | 15.4656 | 0 | 28.865 | 43.9721 | 15.7749 | 0 | 29.4423 | 44.8515 | 16.0904 | 0 | 30.0312 | 45.7485 | 16.4122 | 0 | 30.6318 | 46.6635 | 16.7404 | 0 | 31.2444 | 47.5968 | 17.0752 | 0 | 31.8693 | 48.5487 | 17.4167 | 0 | 32.5067 | 49.5197 | 17.7651 | 0 | 33.1568 | 50.5101 | 18.1204 | 0 | 33.82 | 51.5203 | 18.4828 | 0 | 34.4964 | 52.5507 | 18.8524 | 0 | 35.1863 | 53.6017 | 19.2295 | 0 | 35.89 | 54.6737 | 19.6141 | 0 | 36.6078 | 55.7672 | 20.0063 | 0 | 37.34 | 56.8825 | 20.4065 | 0 | 38.0868 | 58.0202 | 20.8146 | 0 | 38.8485 | 59.1806 | 21.2309 | 0 | 39.6255 | 60.3642 | 21.6555 | 0 | 40.418 | 61.5715 | 22.0886 | 0 | 41.2264 | 62.8029 | 22.5304 | 0 | 42.0509 | 64.059 | 22.981 | 0 | 42.8355 | 65.2543 | 23.4098 | 0 | 43.6361 | 66.4738 | 23.8473 | 0 | 44.4367 | 67.6934 | 24.2848
T&D ($/peak kW) | COMMERCIAL | 17 = Commercial EMS | 2 | TD:COMMERCIAL:17 = Commercial EMS:2 |  | 0 | 30.0904 | 45.852 | 16.4781 | 0 | 30.6922 | 46.7691 | 16.8076 | 0 | 31.3061 | 47.7045 | 17.1438 | 0 | 31.9322 | 48.6585 | 17.4867 | 0 | 32.5708 | 49.6317 | 17.8364 | 0 | 33.2222 | 50.6244 | 18.1931 | 0 | 33.8867 | 51.6368 | 18.557 | 0 | 34.5644 | 52.6696 | 18.9281 | 0 | 35.2557 | 53.723 | 19.3067 | 0 | 35.9608 | 54.7974 | 19.6928 | 0 | 36.68 | 55.8934 | 20.0867 | 0 | 37.4136 | 57.0112 | 20.4884 | 0 | 38.1619 | 58.1515 | 20.8982 | 0 | 38.9251 | 59.3145 | 21.3161 | 0 | 39.7036 | 60.5008 | 21.7425 | 0 | 40.4977 | 61.7108 | 22.1773 | 0 | 41.3077 | 62.945 | 22.6209 | 0 | 42.1338 | 64.2039 | 23.0733 | 0 | 42.9765 | 65.488 | 23.5347 | 0 | 43.836 | 66.7978 | 24.0054 | 0 | 44.7127 | 68.1337 | 24.4856 | 0 | 45.607 | 69.4964 | 24.9753 | 0 | 46.458 | 70.7931 | 25.4413 | 0 | 47.3263 | 72.1162 | 25.9168 | 0 | 48.1945 | 73.4393 | 26.3922
T&D ($/peak kW) | COMMERCIAL | 17 = Commercial EMS | 3A | TD:COMMERCIAL:17 = Commercial EMS:3A |  | 0 | 21.2259 | 32.3442 | 11.6237 | 0 | 21.6504 | 32.9911 | 11.8562 | 0 | 22.0834 | 33.6509 | 12.0933 | 0 | 22.5251 | 34.3239 | 12.3352 | 0 | 22.9756 | 35.0104 | 12.5819 | 0 | 23.4351 | 35.7106 | 12.8335 | 0 | 23.9038 | 36.4248 | 13.0902 | 0 | 24.3818 | 37.1533 | 13.352 | 0 | 24.8695 | 37.8964 | 13.619 | 0 | 25.3669 | 38.6543 | 13.8914 | 0 | 25.8742 | 39.4274 | 14.1692 | 0 | 26.3917 | 40.2159 | 14.4526 | 0 | 26.9195 | 41.0202 | 14.7416 | 0 | 27.4579 | 41.8406 | 15.0365 | 0 | 28.0071 | 42.6775 | 15.3372 | 0 | 28.5672 | 43.531 | 15.644 | 0 | 29.1386 | 44.4016 | 15.9568 | 0 | 29.7213 | 45.2897 | 16.276 | 0 | 30.3158 | 46.1954 | 16.6015 | 0 | 30.9221 | 47.1194 | 16.9335 | 0 | 31.5405 | 48.0617 | 17.2722 | 0 | 32.1713 | 49.023 | 17.6176 | 0 | 32.7716 | 49.9377 | 17.9464 | 0 | 33.3841 | 50.871 | 18.2818 | 0 | 33.9966 | 51.8043 | 18.6172
T&D ($/peak kW) | COMMERCIAL | 17 = Commercial EMS | 3B | TD:COMMERCIAL:17 = Commercial EMS:3B |  | 0 | 21.7005 | 33.0674 | 11.8836 | 0 | 22.1345 | 33.7288 | 12.1213 | 0 | 22.5772 | 34.4033 | 12.3637 | 0 | 23.0287 | 35.0914 | 12.611 | 0 | 23.4893 | 35.7932 | 12.8632 | 0 | 23.9591 | 36.5091 | 13.1205 | 0 | 24.4383 | 37.2393 | 13.3829 | 0 | 24.927 | 37.9841 | 13.6505 | 0 | 25.4256 | 38.7437 | 13.9235 | 0 | 25.9341 | 39.5186 | 14.202 | 0 | 26.4528 | 40.309 | 14.486 | 0 | 26.9818 | 41.1152 | 14.7758 | 0 | 27.5215 | 41.9375 | 15.0713 | 0 | 28.0719 | 42.7762 | 15.3727 | 0 | 28.6333 | 43.6317 | 15.6802 | 0 | 29.206 | 44.5044 | 15.9938 | 0 | 29.7901 | 45.3945 | 16.3136 | 0 | 30.3859 | 46.3024 | 16.6399 | 0 | 30.9936 | 47.2284 | 16.9727 | 0 | 31.6135 | 48.173 | 17.3122 | 0 | 32.2458 | 49.1364 | 17.6584 | 0 | 32.8907 | 50.1192 | 18.0116 | 0 | 33.5044 | 51.0544 | 18.3477 | 0 | 34.1306 | 52.0085 | 18.6906 | 0 | 34.7568 | 52.9627 | 19.0335
T&D ($/peak kW) | COMMERCIAL | 17 = Commercial EMS | 4 | TD:COMMERCIAL:17 = Commercial EMS:4 |  | 0 | 25.3192 | 38.5816 | 13.8653 | 0 | 25.8256 | 39.3533 | 14.1426 | 0 | 26.3421 | 40.1403 | 14.4254 | 0 | 26.8689 | 40.9431 | 14.7139 | 0 | 27.4063 | 41.762 | 15.0082 | 0 | 27.9544 | 42.5973 | 15.3084 | 0 | 28.5135 | 43.4492 | 15.6146 | 0 | 29.0838 | 44.3182 | 15.9268 | 0 | 29.6655 | 45.2045 | 16.2454 | 0 | 30.2588 | 46.1086 | 16.5703 | 0 | 30.864 | 47.0308 | 16.9017 | 0 | 31.4812 | 47.9714 | 17.2397 | 0 | 32.1109 | 48.9309 | 17.5845 | 0 | 32.7531 | 49.9095 | 17.9362 | 0 | 33.4082 | 50.9077 | 18.2949 | 0 | 34.0763 | 51.9258 | 18.6608 | 0 | 34.7578 | 52.9643 | 19.0341 | 0 | 35.453 | 54.0236 | 19.4147 | 0 | 36.1621 | 55.1041 | 19.803 | 0 | 36.8853 | 56.2062 | 20.1991 | 0 | 37.623 | 57.3303 | 20.6031 | 0 | 38.3755 | 58.4769 | 21.0151 | 0 | 39.0915 | 59.568 | 21.4073 | 0 | 39.8221 | 60.6813 | 21.8073 | 0 | 40.5527 | 61.7946 | 22.2074
T&D ($/peak kW) | COMMERCIAL | 17 = Commercial EMS | 5 | TD:COMMERCIAL:17 = Commercial EMS:5 |  | 0 | 38.6671 | 58.9187 | 21.1682 | 0 | 39.4404 | 60.097 | 21.5916 | 0 | 40.2292 | 61.299 | 22.0234 | 0 | 41.0338 | 62.525 | 22.4639 | 0 | 41.8545 | 63.7754 | 22.9131 | 0 | 42.6916 | 65.051 | 23.3714 | 0 | 43.5454 | 66.352 | 23.8388 | 0 | 44.4163 | 67.679 | 24.3156 | 0 | 45.3047 | 69.0326 | 24.8019 | 0 | 46.2108 | 70.4132 | 25.2979 | 0 | 47.135 | 71.8215 | 25.8039 | 0 | 48.0777 | 73.2579 | 26.32 | 0 | 49.0392 | 74.7231 | 26.8464 | 0 | 50.02 | 76.2176 | 27.3833 | 0 | 51.0204 | 77.7419 | 27.931 | 0 | 52.0408 | 79.2968 | 28.4896 | 0 | 53.0816 | 80.8827 | 29.0594 | 0 | 54.1433 | 82.5003 | 29.6406 | 0 | 55.2261 | 84.1504 | 30.2334 | 0 | 56.3307 | 85.8334 | 30.8381 | 0 | 57.4573 | 87.55 | 31.4548 | 0 | 58.6064 | 89.301 | 32.0839 | 0 | 59.7 | 90.9673 | 32.6826 | 0 | 60.8157 | 92.6674 | 33.2934 | 0 | 61.9315 | 94.3675 | 33.9042
T&D ($/peak kW) | COMMERCIAL | 17 = Commercial EMS | 11 | TD:COMMERCIAL:17 = Commercial EMS:11 |  | 0 | 31.7138 | 48.3259 | 17.3671 | 0 | 32.3481 | 49.2924 | 17.7144 | 0 | 32.9951 | 50.2782 | 18.0687 | 0 | 33.655 | 51.2838 | 18.4301 | 0 | 34.3281 | 52.3095 | 18.7987 | 0 | 35.0146 | 53.3556 | 19.1747 | 0 | 35.7149 | 54.4228 | 19.5582 | 0 | 36.4292 | 55.5112 | 19.9493 | 0 | 37.1578 | 56.6214 | 20.3483 | 0 | 37.901 | 57.7539 | 20.7553 | 0 | 38.659 | 58.9089 | 21.1704 | 0 | 39.4322 | 60.0871 | 21.5938 | 0 | 40.2208 | 61.2889 | 22.0257 | 0 | 41.0252 | 62.5146 | 22.4662 | 0 | 41.8457 | 63.7649 | 22.9155 | 0 | 42.6827 | 65.0402 | 23.3738 | 0 | 43.5363 | 66.341 | 23.8413 | 0 | 44.407 | 67.6679 | 24.3181 | 0 | 45.2952 | 69.0212 | 24.8045 | 0 | 46.2011 | 70.4016 | 25.3006 | 0 | 47.1251 | 71.8097 | 25.8066 | 0 | 48.0676 | 73.2459 | 26.3227 | 0 | 48.9645 | 74.6126 | 26.8139 | 0 | 49.8796 | 76.007 | 27.315 | 0 | 50.7947 | 77.4015 | 27.8162
T&D ($/peak kW) | COMMERCIAL | 17 = Commercial EMS | 12 | TD:COMMERCIAL:17 = Commercial EMS:12 |  | 0 | 29.0647 | 44.2891 | 15.9164 | 0 | 29.646 | 45.1749 | 16.2347 | 0 | 30.2389 | 46.0783 | 16.5594 | 0 | 30.8437 | 46.9999 | 16.8906 | 0 | 31.4606 | 47.9399 | 17.2284 | 0 | 32.0898 | 48.8987 | 17.573 | 0 | 32.7316 | 49.8767 | 17.9244 | 0 | 33.3862 | 50.8742 | 18.2829 | 0 | 34.0539 | 51.8917 | 18.6486 | 0 | 34.735 | 52.9295 | 19.0216 | 0 | 35.4297 | 53.9881 | 19.402 | 0 | 36.1383 | 55.0679 | 19.79 | 0 | 36.8611 | 56.1692 | 20.1858 | 0 | 37.5983 | 57.2926 | 20.5895 | 0 | 38.3503 | 58.4385 | 21.0013 | 0 | 39.1173 | 59.6073 | 21.4214 | 0 | 39.8996 | 60.7994 | 21.8498 | 0 | 40.6976 | 62.0154 | 22.2868 | 0 | 41.5116 | 63.2557 | 22.7325 | 0 | 42.3418 | 64.5208 | 23.1872 | 0 | 43.1886 | 65.8112 | 23.6509 | 0 | 44.0524 | 67.1275 | 24.1239 | 0 | 44.8744 | 68.38 | 24.5741 | 0 | 45.713 | 69.658 | 25.0333 | 0 | 46.5517 | 70.9359 | 25.4926
T&D ($/peak kW) | COMMERCIAL | 17 = Commercial EMS | 13 | TD:COMMERCIAL:17 = Commercial EMS:13 |  | 0 | 26.2159 | 39.9481 | 14.3563 | 0 | 26.7402 | 40.747 | 14.6435 | 0 | 27.275 | 41.562 | 14.9363 | 0 | 27.8205 | 42.3932 | 15.2351 | 0 | 28.3769 | 43.2411 | 15.5398 | 0 | 28.9445 | 44.1059 | 15.8505 | 0 | 29.5234 | 44.988 | 16.1676 | 0 | 30.1138 | 45.8878 | 16.4909 | 0 | 30.7161 | 46.8055 | 16.8207 | 0 | 31.3304 | 47.7416 | 17.1571 | 0 | 31.957 | 48.6965 | 17.5003 | 0 | 32.5962 | 49.6704 | 17.8503 | 0 | 33.2481 | 50.6638 | 18.2073 | 0 | 33.9131 | 51.6771 | 18.5714 | 0 | 34.5913 | 52.7106 | 18.9429 | 0 | 35.2832 | 53.7648 | 19.3217 | 0 | 35.9888 | 54.8401 | 19.7082 | 0 | 36.7086 | 55.9369 | 20.1023 | 0 | 37.4428 | 57.0557 | 20.5044 | 0 | 38.1916 | 58.1968 | 20.9145 | 0 | 38.9555 | 59.3607 | 21.3328 | 0 | 39.7346 | 60.5479 | 21.7594 | 0 | 40.476 | 61.6777 | 22.1654 | 0 | 41.2325 | 62.8304 | 22.5797 | 0 | 41.9889 | 63.9831 | 22.9939
T&D ($/peak kW) | COMMERCIAL | 17 = Commercial EMS | 16 | TD:COMMERCIAL:17 = Commercial EMS:16 |  | 0 | 23.8915 | 36.3992 | 13.0661 | 0 | 24.3693 | 37.1272 | 13.3274 | 0 | 24.8567 | 37.8698 | 13.5939 | 0 | 25.3539 | 38.6272 | 13.8658 | 0 | 25.8609 | 39.3997 | 14.1431 | 0 | 26.3782 | 40.1877 | 14.426 | 0 | 26.9057 | 40.9915 | 14.7145 | 0 | 27.4438 | 41.8113 | 15.0088 | 0 | 27.9927 | 42.6475 | 15.309 | 0 | 28.5526 | 43.5005 | 15.6152 | 0 | 29.1236 | 44.3705 | 15.9275 | 0 | 29.7061 | 45.2579 | 16.246 | 0 | 30.3002 | 46.163 | 16.5709 | 0 | 30.9062 | 47.0863 | 16.9024 | 0 | 31.5243 | 48.028 | 17.2404 | 0 | 32.1548 | 48.9886 | 17.5852 | 0 | 32.7979 | 49.9684 | 17.9369 | 0 | 33.4539 | 50.9677 | 18.2957 | 0 | 34.123 | 51.9871 | 18.6616 | 0 | 34.8054 | 53.0268 | 19.0348 | 0 | 35.5015 | 54.0874 | 19.4155 | 0 | 36.2116 | 55.1691 | 19.8038 | 0 | 36.8873 | 56.1985 | 20.1733 | 0 | 37.5766 | 57.2488 | 20.5504 | 0 | 38.266 | 58.2991 | 20.9274
T&D ($/peak kW) | COMMERCIAL | 17 = Commercial EMS | SYSTEM | TD:COMMERCIAL:17 = Commercial EMS:SYSTEM |  | 0 | 21.2259 | 32.3442 | 11.6237 | 0 | 21.6504 | 32.9911 | 11.8562 | 0 | 22.0834 | 33.6509 | 12.0933 | 0 | 22.5251 | 34.3239 | 12.3352 | 0 | 22.9756 | 35.0104 | 12.5819 | 0 | 23.4351 | 35.7106 | 12.8335 | 0 | 23.9038 | 36.4248 | 13.0902 | 0 | 24.3818 | 37.1533 | 13.352 | 0 | 24.8695 | 37.8964 | 13.619 | 0 | 25.3669 | 38.6543 | 13.8914 | 0 | 25.8742 | 39.4274 | 14.1692 | 0 | 26.3917 | 40.2159 | 14.4526 | 0 | 26.9195 | 41.0202 | 14.7416 | 0 | 27.4579 | 41.8406 | 15.0365 | 0 | 28.0071 | 42.6775 | 15.3372 | 0 | 28.5672 | 43.531 | 15.644 | 0 | 29.1386 | 44.4016 | 15.9568 | 0 | 29.7213 | 45.2897 | 16.276 | 0 | 30.3158 | 46.1954 | 16.6015 | 0 | 30.9221 | 47.1194 | 16.9335 | 0 | 31.5405 | 48.0617 | 17.2722 | 0 | 32.1713 | 49.023 | 17.6176 | 0 | 32.7716 | 49.9377 | 17.9464 | 0 | 33.3841 | 50.871 | 18.2818 | 0 | 33.9966 | 51.8043 | 18.6172
T&D ($/peak kW) | INDUSTRIAL | 18 = Industrial EMS | 1 | TD:INDUSTRIAL:18 = Industrial EMS:1 |  | 0 | 27.7915 | 42.3335 | 15.1804 | 0 | 28.3473 | 43.1802 | 15.484 | 0 | 28.9142 | 44.0438 | 15.7937 | 0 | 29.4925 | 44.9247 | 16.1095 | 0 | 30.0824 | 45.8232 | 16.4317 | 0 | 30.684 | 46.7397 | 16.7604 | 0 | 31.2977 | 47.6744 | 17.0956 | 0 | 31.9237 | 48.6279 | 17.4375 | 0 | 32.5621 | 49.6005 | 17.7862 | 0 | 33.2134 | 50.5925 | 18.142 | 0 | 33.8776 | 51.6044 | 18.5048 | 0 | 34.5552 | 52.6364 | 18.8749 | 0 | 35.2463 | 53.6892 | 19.2524 | 0 | 35.9512 | 54.7629 | 19.6374 | 0 | 36.6702 | 55.8582 | 20.0302 | 0 | 37.4036 | 56.9754 | 20.4308 | 0 | 38.1517 | 58.1149 | 20.8394 | 0 | 38.9148 | 59.2772 | 21.2562 | 0 | 39.693 | 60.4627 | 21.6813 | 0 | 40.4869 | 61.672 | 22.1149 | 0 | 41.2966 | 62.9054 | 22.5572 | 0 | 42.1226 | 64.1635 | 23.0084 | 0 | 42.9086 | 65.3608 | 23.4377 | 0 | 43.7105 | 66.5823 | 23.8757 | 0 | 44.5124 | 67.8039 | 24.3138
T&D ($/peak kW) | INDUSTRIAL | 18 = Industrial EMS | 2 | TD:INDUSTRIAL:18 = Industrial EMS:2 |  | 0 | 30.05 | 45.7905 | 16.456 | 0 | 30.651 | 46.7063 | 16.7851 | 0 | 31.264 | 47.6405 | 17.1208 | 0 | 31.8893 | 48.5933 | 17.4632 | 0 | 32.5271 | 49.5651 | 17.8125 | 0 | 33.1777 | 50.5564 | 18.1687 | 0 | 33.8412 | 51.5676 | 18.5321 | 0 | 34.518 | 52.5989 | 18.9027 | 0 | 35.2084 | 53.6509 | 19.2808 | 0 | 35.9126 | 54.7239 | 19.6664 | 0 | 36.6308 | 55.8184 | 20.0597 | 0 | 37.3634 | 56.9348 | 20.4609 | 0 | 38.1107 | 58.0734 | 20.8701 | 0 | 38.8729 | 59.2349 | 21.2875 | 0 | 39.6504 | 60.4196 | 21.7133 | 0 | 40.4434 | 61.628 | 22.1476 | 0 | 41.2522 | 62.8606 | 22.5905 | 0 | 42.0773 | 64.1178 | 23.0423 | 0 | 42.9188 | 65.4001 | 23.5032 | 0 | 43.7772 | 66.7081 | 23.9732 | 0 | 44.6528 | 68.0423 | 24.4527 | 0 | 45.5458 | 69.4031 | 24.9418 | 0 | 46.3957 | 70.6982 | 25.4072 | 0 | 47.2628 | 72.0195 | 25.882 | 0 | 48.1299 | 73.3407 | 26.3568
T&D ($/peak kW) | INDUSTRIAL | 18 = Industrial EMS | 3A | TD:INDUSTRIAL:18 = Industrial EMS:3A |  | 0 | 21.2151 | 32.3277 | 11.6178 | 0 | 21.6394 | 32.9743 | 11.8501 | 0 | 22.0722 | 33.6338 | 12.0871 | 0 | 22.5136 | 34.3064 | 12.3289 | 0 | 22.9639 | 34.9926 | 12.5755 | 0 | 23.4232 | 35.6924 | 12.827 | 0 | 23.8916 | 36.4063 | 13.0835 | 0 | 24.3695 | 37.1344 | 13.3452 | 0 | 24.8568 | 37.8771 | 13.6121 | 0 | 25.354 | 38.6346 | 13.8843 | 0 | 25.8611 | 39.4073 | 14.162 | 0 | 26.3783 | 40.1955 | 14.4452 | 0 | 26.9058 | 40.9994 | 14.7342 | 0 | 27.444 | 41.8194 | 15.0288 | 0 | 27.9928 | 42.6558 | 15.3294 | 0 | 28.5527 | 43.5089 | 15.636 | 0 | 29.1237 | 44.379 | 15.9487 | 0 | 29.7062 | 45.2666 | 16.2677 | 0 | 30.3003 | 46.172 | 16.593 | 0 | 30.9064 | 47.0954 | 16.9249 | 0 | 31.5245 | 48.0373 | 17.2634 | 0 | 32.155 | 48.9981 | 17.6087 | 0 | 32.755 | 49.9123 | 17.9372 | 0 | 33.3671 | 50.8451 | 18.2725 | 0 | 33.9793 | 51.778 | 18.6077
T&D ($/peak kW) | INDUSTRIAL | 18 = Industrial EMS | 3B | TD:INDUSTRIAL:18 = Industrial EMS:3B |  | 0 | 21.6895 | 33.0506 | 11.8776 | 0 | 22.1232 | 33.7116 | 12.1151 | 0 | 22.5657 | 34.3858 | 12.3574 | 0 | 23.017 | 35.0736 | 12.6046 | 0 | 23.4774 | 35.775 | 12.8567 | 0 | 23.9469 | 36.4905 | 13.1138 | 0 | 24.4259 | 37.2203 | 13.3761 | 0 | 24.9144 | 37.9648 | 13.6436 | 0 | 25.4127 | 38.724 | 13.9165 | 0 | 25.9209 | 39.4985 | 14.1948 | 0 | 26.4393 | 40.2885 | 14.4787 | 0 | 26.9681 | 41.0943 | 14.7683 | 0 | 27.5075 | 41.9162 | 15.0636 | 0 | 28.0576 | 42.7545 | 15.3649 | 0 | 28.6188 | 43.6096 | 15.6722 | 0 | 29.1912 | 44.4818 | 15.9856 | 0 | 29.775 | 45.3714 | 16.3053 | 0 | 30.3705 | 46.2788 | 16.6315 | 0 | 30.9779 | 47.2044 | 16.9641 | 0 | 31.5974 | 48.1485 | 17.3034 | 0 | 32.2294 | 49.1115 | 17.6494 | 0 | 32.874 | 50.0937 | 18.0024 | 0 | 33.4874 | 51.0284 | 18.3383 | 0 | 34.1132 | 51.9821 | 18.6811 | 0 | 34.7391 | 52.9358 | 19.0238
T&D ($/peak kW) | INDUSTRIAL | 18 = Industrial EMS | 4 | TD:INDUSTRIAL:18 = Industrial EMS:4 |  | 0 | 25.2971 | 38.548 | 13.8532 | 0 | 25.803 | 39.3189 | 14.1302 | 0 | 26.3191 | 40.1053 | 14.4128 | 0 | 26.8455 | 40.9074 | 14.7011 | 0 | 27.3824 | 41.7256 | 14.9951 | 0 | 27.93 | 42.5601 | 15.295 | 0 | 28.4886 | 43.4113 | 15.6009 | 0 | 29.0584 | 44.2795 | 15.9129 | 0 | 29.6396 | 45.1651 | 16.2312 | 0 | 30.2324 | 46.0684 | 16.5558 | 0 | 30.837 | 46.9898 | 16.8869 | 0 | 31.4538 | 47.9295 | 17.2247 | 0 | 32.0828 | 48.8881 | 17.5692 | 0 | 32.7245 | 49.8659 | 17.9206 | 0 | 33.379 | 50.8632 | 18.279 | 0 | 34.0466 | 51.8805 | 18.6445 | 0 | 34.7275 | 52.9181 | 19.0174 | 0 | 35.422 | 53.9765 | 19.3978 | 0 | 36.1305 | 55.056 | 19.7857 | 0 | 36.8531 | 56.1571 | 20.1815 | 0 | 37.5902 | 57.2802 | 20.5851 | 0 | 38.342 | 58.4259 | 20.9968 | 0 | 39.0574 | 59.516 | 21.3886 | 0 | 39.7874 | 60.6283 | 21.7883 | 0 | 40.5173 | 61.7407 | 22.188
T&D ($/peak kW) | INDUSTRIAL | 18 = Industrial EMS | 5 | TD:INDUSTRIAL:18 = Industrial EMS:5 |  | 0 | 38.4106 | 58.5271 | 21.026 | 0 | 39.1788 | 59.6977 | 21.4466 | 0 | 39.9624 | 60.8916 | 21.8755 | 0 | 40.7616 | 62.1094 | 22.313 | 0 | 41.5768 | 63.3516 | 22.7593 | 0 | 42.4084 | 64.6187 | 23.2144 | 0 | 43.2566 | 65.911 | 23.6787 | 0 | 44.1217 | 67.2293 | 24.1523 | 0 | 45.0041 | 68.5738 | 24.6354 | 0 | 45.9042 | 69.9453 | 25.1281 | 0 | 46.8223 | 71.3442 | 25.6306 | 0 | 47.7587 | 72.7711 | 26.1432 | 0 | 48.7139 | 74.2265 | 26.6661 | 0 | 49.6882 | 75.7111 | 27.1994 | 0 | 50.6819 | 77.2253 | 27.7434 | 0 | 51.6956 | 78.7698 | 28.2983 | 0 | 52.7295 | 80.3452 | 28.8642 | 0 | 53.7841 | 81.9521 | 29.4415 | 0 | 54.8598 | 83.5911 | 30.0304 | 0 | 55.957 | 85.2629 | 30.631 | 0 | 57.0761 | 86.9682 | 31.2436 | 0 | 58.2176 | 88.7076 | 31.8685 | 0 | 59.3039 | 90.3628 | 32.4631 | 0 | 60.4123 | 92.0516 | 33.0698 | 0 | 61.5206 | 93.7404 | 33.6765
T&D ($/peak kW) | INDUSTRIAL | 18 = Industrial EMS | 11 | TD:INDUSTRIAL:18 = Industrial EMS:11 |  | 0 | 31.6951 | 48.2973 | 17.3568 | 0 | 32.329 | 49.2633 | 17.704 | 0 | 32.9756 | 50.2485 | 18.0581 | 0 | 33.6351 | 51.2535 | 18.4192 | 0 | 34.3078 | 52.2786 | 18.7876 | 0 | 34.994 | 53.3241 | 19.1634 | 0 | 35.6938 | 54.3906 | 19.5466 | 0 | 36.4077 | 55.4784 | 19.9376 | 0 | 37.1359 | 56.588 | 20.3363 | 0 | 37.8786 | 57.7198 | 20.743 | 0 | 38.6362 | 58.8742 | 21.1579 | 0 | 39.4089 | 60.0516 | 21.5811 | 0 | 40.1971 | 61.2527 | 22.0127 | 0 | 41.001 | 62.4777 | 22.4529 | 0 | 41.821 | 63.7273 | 22.902 | 0 | 42.6574 | 65.0018 | 23.36 | 0 | 43.5106 | 66.3019 | 23.8272 | 0 | 44.3808 | 67.6279 | 24.3038 | 0 | 45.2684 | 68.9805 | 24.7898 | 0 | 46.1738 | 70.3601 | 25.2856 | 0 | 47.0973 | 71.7673 | 25.7914 | 0 | 48.0392 | 73.2026 | 26.3072 | 0 | 48.9356 | 74.5685 | 26.7981 | 0 | 49.8502 | 75.9621 | 27.2989 | 0 | 50.7647 | 77.3558 | 27.7997
T&D ($/peak kW) | INDUSTRIAL | 18 = Industrial EMS | 12 | TD:INDUSTRIAL:18 = Industrial EMS:12 |  | 0 | 29.0532 | 44.2716 | 15.9101 | 0 | 29.6343 | 45.157 | 16.2283 | 0 | 30.227 | 46.0601 | 16.5529 | 0 | 30.8315 | 46.9813 | 16.8839 | 0 | 31.4481 | 47.921 | 17.2216 | 0 | 32.0771 | 48.8794 | 17.566 | 0 | 32.7186 | 49.857 | 17.9174 | 0 | 33.373 | 50.8541 | 18.2757 | 0 | 34.0405 | 51.8712 | 18.6412 | 0 | 34.7213 | 52.9086 | 19.014 | 0 | 35.4157 | 53.9668 | 19.3943 | 0 | 36.124 | 55.0461 | 19.7822 | 0 | 36.8465 | 56.1471 | 20.1778 | 0 | 37.5834 | 57.27 | 20.5814 | 0 | 38.3351 | 58.4154 | 20.993 | 0 | 39.1018 | 59.5837 | 21.4129 | 0 | 39.8838 | 60.7754 | 21.8411 | 0 | 40.6815 | 61.9909 | 22.278 | 0 | 41.4951 | 63.2307 | 22.7235 | 0 | 42.325 | 64.4953 | 23.178 | 0 | 43.1715 | 65.7852 | 23.6416 | 0 | 44.035 | 67.1009 | 24.1144 | 0 | 44.8566 | 68.353 | 24.5644 | 0 | 45.695 | 69.6304 | 25.0234 | 0 | 46.5333 | 70.9079 | 25.4825
T&D ($/peak kW) | INDUSTRIAL | 18 = Industrial EMS | 13 | TD:INDUSTRIAL:18 = Industrial EMS:13 |  | 0 | 26.2027 | 39.928 | 14.3491 | 0 | 26.7268 | 40.7265 | 14.6361 | 0 | 27.2613 | 41.541 | 14.9288 | 0 | 27.8065 | 42.3719 | 15.2274 | 0 | 28.3627 | 43.2193 | 15.5319 | 0 | 28.9299 | 44.0837 | 15.8426 | 0 | 29.5085 | 44.9654 | 16.1594 | 0 | 30.0987 | 45.8647 | 16.4826 | 0 | 30.7007 | 46.782 | 16.8123 | 0 | 31.3147 | 47.7176 | 17.1485 | 0 | 31.941 | 48.6719 | 17.4915 | 0 | 32.5798 | 49.6454 | 17.8413 | 0 | 33.2314 | 50.6383 | 18.1981 | 0 | 33.896 | 51.6511 | 18.5621 | 0 | 34.5739 | 52.6841 | 18.9333 | 0 | 35.2654 | 53.7378 | 19.312 | 0 | 35.9707 | 54.8125 | 19.6982 | 0 | 36.6901 | 55.9088 | 20.0922 | 0 | 37.4239 | 57.0269 | 20.4941 | 0 | 38.1724 | 58.1675 | 20.9039 | 0 | 38.9359 | 59.3308 | 21.322 | 0 | 39.7146 | 60.5175 | 21.7485 | 0 | 40.4556 | 61.6467 | 22.1543 | 0 | 41.2117 | 62.7988 | 22.5683 | 0 | 41.9678 | 63.9509 | 22.9824
T&D ($/peak kW) | INDUSTRIAL | 18 = Industrial EMS | 16 | TD:INDUSTRIAL:18 = Industrial EMS:16 |  | 0 | 23.9241 | 36.4472 | 13.0795 | 0 | 24.4026 | 37.1761 | 13.3411 | 0 | 24.8906 | 37.9196 | 13.6079 | 0 | 25.3885 | 38.678 | 13.8801 | 0 | 25.8962 | 39.4516 | 14.1577 | 0 | 26.4142 | 40.2406 | 14.4409 | 0 | 26.9424 | 41.0454 | 14.7297 | 0 | 27.4813 | 41.8663 | 15.0243 | 0 | 28.0309 | 42.7037 | 15.3248 | 0 | 28.5915 | 43.5577 | 15.6312 | 0 | 29.1634 | 44.4289 | 15.9439 | 0 | 29.7466 | 45.3175 | 16.2627 | 0 | 30.3416 | 46.2238 | 16.588 | 0 | 30.9484 | 47.1483 | 16.9198 | 0 | 31.5674 | 48.0913 | 17.2582 | 0 | 32.1987 | 49.0531 | 17.6033 | 0 | 32.8427 | 50.0342 | 17.9554 | 0 | 33.4995 | 51.0348 | 18.3145 | 0 | 34.1695 | 52.0555 | 18.6808 | 0 | 34.8529 | 53.0966 | 19.0544 | 0 | 35.55 | 54.1586 | 19.4355 | 0 | 36.261 | 55.2417 | 19.8242 | 0 | 36.9376 | 56.2725 | 20.1941 | 0 | 37.6279 | 57.3242 | 20.5715 | 0 | 38.3182 | 58.3759 | 20.9489
T&D ($/peak kW) | INDUSTRIAL | 18 = Industrial EMS | SYSTEM | TD:INDUSTRIAL:18 = Industrial EMS:SYSTEM |  | 0 | 21.2151 | 32.3277 | 11.6178 | 0 | 21.6394 | 32.9743 | 11.8501 | 0 | 22.0722 | 33.6338 | 12.0871 | 0 | 22.5136 | 34.3064 | 12.3289 | 0 | 22.9639 | 34.9926 | 12.5755 | 0 | 23.4232 | 35.6924 | 12.827 | 0 | 23.8916 | 36.4063 | 13.0835 | 0 | 24.3695 | 37.1344 | 13.3452 | 0 | 24.8568 | 37.8771 | 13.6121 | 0 | 25.354 | 38.6346 | 13.8843 | 0 | 25.8611 | 39.4073 | 14.162 | 0 | 26.3783 | 40.1955 | 14.4452 | 0 | 26.9058 | 40.9994 | 14.7342 | 0 | 27.444 | 41.8194 | 15.0288 | 0 | 27.9928 | 42.6558 | 15.3294 | 0 | 28.5527 | 43.5089 | 15.636 | 0 | 29.1237 | 44.379 | 15.9487 | 0 | 29.7062 | 45.2666 | 16.2677 | 0 | 30.3003 | 46.172 | 16.593 | 0 | 30.9064 | 47.0954 | 16.9249 | 0 | 31.5245 | 48.0373 | 17.2634 | 0 | 32.155 | 48.9981 | 17.6087 | 0 | 32.755 | 49.9123 | 17.9372 | 0 | 33.3671 | 50.8451 | 18.2725 | 0 | 33.9793 | 51.778 | 18.6077
T&D ($/peak kW) | AGRICULTURAL | 19= Agricultural EMS | 1 | TD:AGRICULTURAL:19= Agricultural EMS:1 |  | 0 | 29.5132 | 44.9548 | 16.1171 | 0 | 30.1035 | 45.8539 | 16.4394 | 0 | 30.7056 | 46.7709 | 16.7682 | 0 | 31.3197 | 47.7063 | 17.1036 | 0 | 31.9461 | 48.6605 | 17.4456 | 0 | 32.585 | 49.6337 | 17.7945 | 0 | 33.2367 | 50.6264 | 18.1504 | 0 | 33.9014 | 51.6389 | 18.5134 | 0 | 34.5795 | 52.6717 | 18.8837 | 0 | 35.2711 | 53.7251 | 19.2614 | 0 | 35.9765 | 54.7996 | 19.6466 | 0 | 36.696 | 55.8956 | 20.0396 | 0 | 37.4299 | 57.0135 | 20.4403 | 0 | 38.1785 | 58.1538 | 20.8491 | 0 | 38.9421 | 59.3168 | 21.2661 | 0 | 39.7209 | 60.5032 | 21.6915 | 0 | 40.5154 | 61.7132 | 22.1253 | 0 | 41.3257 | 62.9475 | 22.5678 | 0 | 42.1522 | 64.2065 | 23.0191 | 0 | 42.9952 | 65.4906 | 23.4795 | 0 | 43.8551 | 66.8004 | 23.9491 | 0 | 44.7322 | 68.1364 | 24.4281 | 0 | 45.5669 | 69.4078 | 24.8839 | 0 | 46.4185 | 70.705 | 25.349 | 0 | 47.2701 | 72.0021 | 25.814
T&D ($/peak kW) | AGRICULTURAL | 19= Agricultural EMS | 2 | TD:AGRICULTURAL:19= Agricultural EMS:2 |  | 0 | 30.8978 | 47.0824 | 16.9202 | 0 | 31.5158 | 48.0241 | 17.2586 | 0 | 32.1461 | 48.9846 | 17.6038 | 0 | 32.789 | 49.9642 | 17.9559 | 0 | 33.4448 | 50.9635 | 18.315 | 0 | 34.1137 | 51.9828 | 18.6813 | 0 | 34.796 | 53.0225 | 19.0549 | 0 | 35.4919 | 54.0829 | 19.436 | 0 | 36.2017 | 55.1646 | 19.8248 | 0 | 36.9258 | 56.2679 | 20.2213 | 0 | 37.6643 | 57.3932 | 20.6257 | 0 | 38.4176 | 58.5411 | 21.0382 | 0 | 39.1859 | 59.7119 | 21.459 | 0 | 39.9696 | 60.9061 | 21.8881 | 0 | 40.769 | 62.1243 | 22.3259 | 0 | 41.5844 | 63.3667 | 22.7724 | 0 | 42.4161 | 64.6341 | 23.2279 | 0 | 43.2644 | 65.9268 | 23.6924 | 0 | 44.1297 | 67.2453 | 24.1663 | 0 | 45.0123 | 68.5902 | 24.6496 | 0 | 45.9126 | 69.962 | 25.1426 | 0 | 46.8308 | 71.3612 | 25.6454 | 0 | 47.7047 | 72.6928 | 26.124 | 0 | 48.5962 | 74.0514 | 26.6122 | 0 | 49.4878 | 75.4099 | 27.1004
T&D ($/peak kW) | AGRICULTURAL | 19= Agricultural EMS | 3A | TD:AGRICULTURAL:19= Agricultural EMS:3A |  | 0 | 21.4417 | 32.673 | 11.7419 | 0 | 21.8705 | 33.3265 | 11.9767 | 0 | 22.3079 | 33.993 | 12.2162 | 0 | 22.7541 | 34.6729 | 12.4606 | 0 | 23.2092 | 35.3663 | 12.7098 | 0 | 23.6733 | 36.0737 | 12.964 | 0 | 24.1468 | 36.7951 | 13.2233 | 0 | 24.6297 | 37.531 | 13.4877 | 0 | 25.1223 | 38.2817 | 13.7575 | 0 | 25.6248 | 39.0473 | 14.0326 | 0 | 26.1373 | 39.8282 | 14.3133 | 0 | 26.66 | 40.6248 | 14.5995 | 0 | 27.1932 | 41.4373 | 14.8915 | 0 | 27.7371 | 42.2661 | 15.1894 | 0 | 28.2918 | 43.1114 | 15.4931 | 0 | 28.8577 | 43.9736 | 15.803 | 0 | 29.4348 | 44.8531 | 16.1191 | 0 | 30.0235 | 45.7501 | 16.4415 | 0 | 30.624 | 46.6651 | 16.7703 | 0 | 31.2365 | 47.5984 | 17.1057 | 0 | 31.8612 | 48.5504 | 17.4478 | 0 | 32.4984 | 49.5214 | 17.7968 | 0 | 33.1048 | 50.4455 | 18.1288 | 0 | 33.7235 | 51.3882 | 18.4676 | 0 | 34.3422 | 52.331 | 18.8065
T&D ($/peak kW) | AGRICULTURAL | 19= Agricultural EMS | 3B | TD:AGRICULTURAL:19= Agricultural EMS:3B |  | 0 | 21.9211 | 33.4036 | 12.0044 | 0 | 22.3595 | 34.0717 | 12.2445 | 0 | 22.8067 | 34.7531 | 12.4894 | 0 | 23.2629 | 35.4482 | 12.7392 | 0 | 23.7281 | 36.1572 | 12.994 | 0 | 24.2027 | 36.8803 | 13.2539 | 0 | 24.6867 | 37.6179 | 13.5189 | 0 | 25.1805 | 38.3703 | 13.7893 | 0 | 25.6841 | 39.1377 | 14.0651 | 0 | 26.1978 | 39.9204 | 14.3464 | 0 | 26.7217 | 40.7188 | 14.6333 | 0 | 27.2562 | 41.5332 | 14.926 | 0 | 27.8013 | 42.3639 | 15.2245 | 0 | 28.3573 | 43.2111 | 15.529 | 0 | 28.9245 | 44.0754 | 15.8396 | 0 | 29.503 | 44.9569 | 16.1564 | 0 | 30.093 | 45.856 | 16.4795 | 0 | 30.6949 | 46.7731 | 16.8091 | 0 | 31.3088 | 47.7086 | 17.1453 | 0 | 31.9349 | 48.6628 | 17.4882 | 0 | 32.5736 | 49.636 | 17.8379 | 0 | 33.2251 | 50.6287 | 18.1947 | 0 | 33.8451 | 51.5735 | 18.5342 | 0 | 34.4776 | 52.5373 | 18.8806 | 0 | 35.1101 | 53.5012 | 19.227
T&D ($/peak kW) | AGRICULTURAL | 19= Agricultural EMS | 4 | TD:AGRICULTURAL:19= Agricultural EMS:4 |  | 0 | 25.7612 | 39.2552 | 14.1074 | 0 | 26.2765 | 40.0403 | 14.3895 | 0 | 26.802 | 40.8411 | 14.6773 | 0 | 27.338 | 41.658 | 14.9708 | 0 | 27.8848 | 42.4911 | 15.2702 | 0 | 28.4425 | 43.341 | 15.5757 | 0 | 29.0113 | 44.2078 | 15.8872 | 0 | 29.5916 | 45.0919 | 16.2049 | 0 | 30.1834 | 45.9938 | 16.529 | 0 | 30.7871 | 46.9136 | 16.8596 | 0 | 31.4028 | 47.8519 | 17.1968 | 0 | 32.0309 | 48.809 | 17.5407 | 0 | 32.6715 | 49.7851 | 17.8915 | 0 | 33.3249 | 50.7808 | 18.2494 | 0 | 33.9914 | 51.7964 | 18.6143 | 0 | 34.6712 | 52.8324 | 18.9866 | 0 | 35.3647 | 53.889 | 19.3664 | 0 | 36.072 | 54.9668 | 19.7537 | 0 | 36.7934 | 56.0661 | 20.1488 | 0 | 37.5293 | 57.1875 | 20.5517 | 0 | 38.2799 | 58.3312 | 20.9628 | 0 | 39.0455 | 59.4978 | 21.382 | 0 | 39.774 | 60.608 | 21.781 | 0 | 40.5174 | 61.7407 | 22.1881 | 0 | 41.2607 | 62.8735 | 22.5952
T&D ($/peak kW) | AGRICULTURAL | 19= Agricultural EMS | 5 | TD:AGRICULTURAL:19= Agricultural EMS:5 |  | 0 | 44.381 | 67.6243 | 24.2942 | 0 | 45.2686 | 68.9768 | 24.7801 | 0 | 46.174 | 70.3563 | 25.2757 | 0 | 47.0974 | 71.7635 | 25.7812 | 0 | 48.0394 | 73.1987 | 26.2968 | 0 | 49.0002 | 74.6627 | 26.8228 | 0 | 49.9802 | 76.156 | 27.3592 | 0 | 50.9798 | 77.6791 | 27.9064 | 0 | 51.9994 | 79.2327 | 28.4645 | 0 | 53.0394 | 80.8173 | 29.0338 | 0 | 54.1001 | 82.4337 | 29.6145 | 0 | 55.1821 | 84.0823 | 30.2068 | 0 | 56.2858 | 85.764 | 30.8109 | 0 | 57.4115 | 87.4793 | 31.4271 | 0 | 58.5597 | 89.2288 | 32.0557 | 0 | 59.7309 | 91.0134 | 32.6968 | 0 | 60.9256 | 92.8337 | 33.3507 | 0 | 62.1441 | 94.6904 | 34.0177 | 0 | 63.3869 | 96.5842 | 34.6981 | 0 | 64.6547 | 98.5158 | 35.3921 | 0 | 65.9478 | 100.4862 | 36.0999 | 0 | 67.2667 | 102.4959 | 36.8219 | 0 | 68.5219 | 104.4084 | 37.509 | 0 | 69.8025 | 106.3597 | 38.21 | 0 | 71.0831 | 108.311 | 38.911
T&D ($/peak kW) | AGRICULTURAL | 19= Agricultural EMS | 11 | TD:AGRICULTURAL:19= Agricultural EMS:11 |  | 0 | 32.0885 | 48.8967 | 17.5723 | 0 | 32.7303 | 49.8747 | 17.9237 | 0 | 33.3849 | 50.8722 | 18.2822 | 0 | 34.0526 | 51.8896 | 18.6478 | 0 | 34.7336 | 52.9274 | 19.0208 | 0 | 35.4283 | 53.9859 | 19.4012 | 0 | 36.1368 | 55.0657 | 19.7892 | 0 | 36.8596 | 56.167 | 20.185 | 0 | 37.5968 | 57.2903 | 20.5887 | 0 | 38.3487 | 58.4361 | 21.0005 | 0 | 39.1157 | 59.6048 | 21.4205 | 0 | 39.898 | 60.7969 | 21.8489 | 0 | 40.696 | 62.0129 | 22.2859 | 0 | 41.5099 | 63.2531 | 22.7316 | 0 | 42.3401 | 64.5182 | 23.1862 | 0 | 43.1869 | 65.8086 | 23.65 | 0 | 44.0506 | 67.1247 | 24.123 | 0 | 44.9316 | 68.4672 | 24.6054 | 0 | 45.8303 | 69.8366 | 25.0975 | 0 | 46.7469 | 71.2333 | 25.5995 | 0 | 47.6818 | 72.658 | 26.1115 | 0 | 48.6354 | 74.1111 | 26.6337 | 0 | 49.5429 | 75.494 | 27.1307 | 0 | 50.4689 | 76.9049 | 27.6377 | 0 | 51.3948 | 78.3158 | 28.1448
T&D ($/peak kW) | AGRICULTURAL | 19= Agricultural EMS | 12 | TD:AGRICULTURAL:19= Agricultural EMS:12 |  | 0 | 29.2944 | 44.6391 | 16.0422 | 0 | 29.8803 | 45.5319 | 16.363 | 0 | 30.4779 | 46.4425 | 16.6903 | 0 | 31.0875 | 47.3714 | 17.0241 | 0 | 31.7092 | 48.3188 | 17.3646 | 0 | 32.3434 | 49.2852 | 17.7119 | 0 | 32.9903 | 50.2709 | 18.0661 | 0 | 33.6501 | 51.2763 | 18.4274 | 0 | 34.3231 | 52.3018 | 18.796 | 0 | 35.0095 | 53.3479 | 19.1719 | 0 | 35.7097 | 54.4148 | 19.5553 | 0 | 36.4239 | 55.5031 | 19.9464 | 0 | 37.1524 | 56.6132 | 20.3454 | 0 | 37.8955 | 57.7455 | 20.7523 | 0 | 38.6534 | 58.9004 | 21.1673 | 0 | 39.4264 | 60.0784 | 21.5907 | 0 | 40.215 | 61.2799 | 22.0225 | 0 | 41.0193 | 62.5055 | 22.4629 | 0 | 41.8397 | 63.7557 | 22.9122 | 0 | 42.6764 | 65.0308 | 23.3704 | 0 | 43.53 | 66.3314 | 23.8378 | 0 | 44.4006 | 67.658 | 24.3146 | 0 | 45.2291 | 68.9205 | 24.7683 | 0 | 46.0744 | 70.2085 | 25.2312 | 0 | 46.9196 | 71.4966 | 25.6941
T&D ($/peak kW) | AGRICULTURAL | 19= Agricultural EMS | 13 | TD:AGRICULTURAL:19= Agricultural EMS:13 |  | 0 | 26.4797 | 40.3501 | 14.5008 | 0 | 27.0093 | 41.1571 | 14.7908 | 0 | 27.5495 | 41.9802 | 15.0866 | 0 | 28.1005 | 42.8198 | 15.3884 | 0 | 28.6625 | 43.6762 | 15.6961 | 0 | 29.2358 | 44.5498 | 16.0101 | 0 | 29.8205 | 45.4408 | 16.3303 | 0 | 30.4169 | 46.3496 | 16.6569 | 0 | 31.0252 | 47.2766 | 16.99 | 0 | 31.6458 | 48.2221 | 17.3298 | 0 | 32.2787 | 49.1865 | 17.6764 | 0 | 32.9242 | 50.1703 | 18.0299 | 0 | 33.5827 | 51.1737 | 18.3905 | 0 | 34.2544 | 52.1971 | 18.7583 | 0 | 34.9395 | 53.2411 | 19.1335 | 0 | 35.6383 | 54.3059 | 19.5162 | 0 | 36.351 | 55.392 | 19.9065 | 0 | 37.078 | 56.4999 | 20.3046 | 0 | 37.8196 | 57.6299 | 20.7107 | 0 | 38.576 | 58.7825 | 21.1249 | 0 | 39.3475 | 59.9581 | 21.5474 | 0 | 40.1345 | 61.1573 | 21.9784 | 0 | 40.8833 | 62.2984 | 22.3885 | 0 | 41.6474 | 63.4627 | 22.8069 | 0 | 42.4115 | 64.627 | 23.2253
T&D ($/peak kW) | AGRICULTURAL | 19= Agricultural EMS | 16 | TD:AGRICULTURAL:19= Agricultural EMS:16 |  | 0 | 24.7649 | 37.7269 | 13.5365 | 0 | 25.2602 | 38.4815 | 13.8072 | 0 | 25.7654 | 39.2511 | 14.0833 | 0 | 26.2807 | 40.0361 | 14.365 | 0 | 26.8063 | 40.8369 | 14.6523 | 0 | 27.3424 | 41.6536 | 14.9454 | 0 | 27.8893 | 42.4867 | 15.2443 | 0 | 28.4471 | 43.3364 | 15.5491 | 0 | 29.016 | 44.2031 | 15.8601 | 0 | 29.5963 | 45.0872 | 16.1773 | 0 | 30.1882 | 45.9889 | 16.5009 | 0 | 30.792 | 46.9087 | 16.8309 | 0 | 31.4078 | 47.8469 | 17.1675 | 0 | 32.036 | 48.8038 | 17.5109 | 0 | 32.6767 | 49.7799 | 17.8611 | 0 | 33.3303 | 50.7755 | 18.2183 | 0 | 33.9969 | 51.791 | 18.5827 | 0 | 34.6768 | 52.8268 | 18.9543 | 0 | 35.3703 | 53.8834 | 19.3334 | 0 | 36.0777 | 54.961 | 19.7201 | 0 | 36.7993 | 56.0603 | 20.1145 | 0 | 37.5353 | 57.1815 | 20.5168 | 0 | 38.2357 | 58.2484 | 20.8996 | 0 | 38.9503 | 59.337 | 21.2902 | 0 | 39.6649 | 60.4257 | 21.6808
T&D ($/peak kW) | AGRICULTURAL | 19= Agricultural EMS | SYSTEM | TD:AGRICULTURAL:19= Agricultural EMS:SYSTEM |  | 0 | 21.4417 | 32.673 | 11.7419 | 0 | 21.8705 | 33.3265 | 11.9767 | 0 | 22.3079 | 33.993 | 12.2162 | 0 | 22.7541 | 34.6729 | 12.4606 | 0 | 23.2092 | 35.3663 | 12.7098 | 0 | 23.6733 | 36.0737 | 12.964 | 0 | 24.1468 | 36.7951 | 13.2233 | 0 | 24.6297 | 37.531 | 13.4877 | 0 | 25.1223 | 38.2817 | 13.7575 | 0 | 25.6248 | 39.0473 | 14.0326 | 0 | 26.1373 | 39.8282 | 14.3133 | 0 | 26.66 | 40.6248 | 14.5995 | 0 | 27.1932 | 41.4373 | 14.8915 | 0 | 27.7371 | 42.2661 | 15.1894 | 0 | 28.2918 | 43.1114 | 15.4931 | 0 | 28.8577 | 43.9736 | 15.803 | 0 | 29.4348 | 44.8531 | 16.1191 | 0 | 30.0235 | 45.7501 | 16.4415 | 0 | 30.624 | 46.6651 | 16.7703 | 0 | 31.2365 | 47.5984 | 17.1057 | 0 | 31.8612 | 48.5504 | 17.4478 | 0 | 32.4984 | 49.5214 | 17.7968 | 0 | 33.1048 | 50.4455 | 18.1288 | 0 | 33.7235 | 51.3882 | 18.4676 | 0 | 34.3422 | 52.331 | 18.8065
Load Impacts | COMMERCIAL | 1 = Commercial Indoor Lighting | NA | Load:COMMERCIAL:1 = Commercial Indoor Lighting:NA | kW | 0.77 | 0.77 | 0.77 | 1 | 1 | 1 | 1 | 1 | 1 | 1 | 0.77 | 0.77 | 0.77 | 0.77 | 0.77 | 1.01 | 1.01 | 1.01 | 1.01 | 1.01 | 1.01 | 1.01 | 0.77 | 0.77 | 0.092 | 0.092 | 0.092 | 0.077143 | 0.077143 | 0.077143 | 0.077143 | 0.077143 | 0.077143 | 0.077143 | 0.092 | 0.092 | 0.0005115 | 0.00012528 | 6.7344e-05
Load Impacts | COMMERCIAL | 2 = Commercial Outdoor Lighting | NA | Load:COMMERCIAL:2 = Commercial Outdoor Lighting:NA | kW | 1.19 | 1.19 | 1.19 | 1 | 1 | 1 | 1 | 1 | 1 | 1 | 1.19 | 1.19 | 2.59 | 2.59 | 2.59 | 2.59 | 2.59 | 2.59 | 2.59 | 2.59 | 2.59 | 2.59 | 2.59 | 2.59 | 0.098 | 0.098 | 0.098 | 0.072857 | 0.072857 | 0.072857 | 0.072857 | 0.072857 | 0.072857 | 0.072857 | 0.098 | 0.098 | 0.00048667 | 0.00011322 | 6.4828e-05
Load Impacts | COMMERCIAL | 3 = Commercial HVAC | NA | Load:COMMERCIAL:3 = Commercial HVAC:NA | kW | 0.515 | 0.515 | 0.515 | 1 | 1 | 1 | 1 | 1 | 1 | 1 | 0.515 | 0.515 | 0.515 | 0.515 | 0.515 | 1 | 1 | 1 | 1 | 1 | 1 | 1 | 0.515 | 0.515 | 0.0874 | 0.0874 | 0.0874 | 0.080429 | 0.080429 | 0.080429 | 0.080429 | 0.080429 | 0.080429 | 0.080429 | 0.0874 | 0.0874 | 0.00050759 | 0.00012338 | 6.6947e-05
Load Impacts | COMMERCIAL | 4 = Commercial Refrigeration | NA | Load:COMMERCIAL:4 = Commercial Refrigeration:NA | kW | 0.74 | 0.74 | 0.74 | 1 | 1 | 1 | 1 | 1 | 1 | 1 | 0.74 | 0.74 | 0.74 | 0.74 | 0.74 | 1.38 | 1.38 | 1.38 | 1.38 | 1.38 | 1.38 | 1.38 | 0.74 | 0.74 | 0.094 | 0.094 | 0.094 | 0.075714 | 0.075714 | 0.075714 | 0.075714 | 0.075714 | 0.075714 | 0.075714 | 0.094 | 0.094 | 0.00049368 | 0.00011662 | 6.5538e-05
Load Impacts | COMMERCIAL | 5 = Commercial Food Service | NA | Load:COMMERCIAL:5 = Commercial Food Service:NA | kW | 0.94 | 0.94 | 0.94 | 1 | 1 | 1 | 1 | 1 | 1 | 1 | 0.94 | 0.94 | 0.94 | 0.94 | 0.94 | 1 | 1 | 1 | 1 | 1 | 1 | 1 | 0.94 | 0.94 | 0.096 | 0.096 | 0.096 | 0.074286 | 0.074286 | 0.074286 | 0.074286 | 0.074286 | 0.074286 | 0.074286 | 0.096 | 0.096 | 0.00050731 | 0.00012324 | 6.6919e-05
Load Impacts | COMMERCIAL | 6 = Commercial Motors | NA | Load:COMMERCIAL:6 = Commercial Motors:NA | kW | 0.99 | 0.99 | 0.99 | 1 | 1 | 1 | 1 | 1 | 1 | 1 | 0.99 | 0.99 | 0.99 | 0.99 | 0.99 | 1 | 1 | 1 | 1 | 1 | 1 | 1 | 0.99 | 0.99 | 0.098 | 0.098 | 0.098 | 0.072857 | 0.072857 | 0.072857 | 0.072857 | 0.072857 | 0.072857 | 0.072857 | 0.098 | 0.098 | 0.00049696 | 0.00011822 | 6.5871e-05
Load Impacts | COMMERCIAL | 7 = Commercial Process | NA | Load:COMMERCIAL:7 = Commercial Process:NA | kW | 1.46 | 1.46 | 1.46 | 1 | 1 | 1 | 1 | 1 | 1 | 1 | 1.46 | 1.46 | 1.46 | 1.46 | 1.46 | 1 | 1 | 1 | 1 | 1 | 1 | 1 | 1.46 | 1.46 | 0.1 | 0.1 | 0.1 | 0.071429 | 0.071429 | 0.071429 | 0.071429 | 0.071429 | 0.071429 | 0.071429 | 0.1 | 0.1 | 0.00049881 | 0.00011911 | 6.6058e-05
Load Impacts | INDUSTRIAL | 8 = Industrial Indoor Lighting | NA | Load:INDUSTRIAL:8 = Industrial Indoor Lighting:NA | kW | 0.77 | 0.77 | 0.77 | 1 | 1 | 1 | 1 | 1 | 1 | 1 | 0.77 | 0.77 | 0.77 | 0.77 | 0.77 | 1.01 | 1.01 | 1.01 | 1.01 | 1.01 | 1.01 | 1.01 | 0.77 | 0.77 | 0.092 | 0.092 | 0.092 | 0.077143 | 0.077143 | 0.077143 | 0.077143 | 0.077143 | 0.077143 | 0.077143 | 0.092 | 0.092 | 0.0005115 | 0.00012528 | 6.7344e-05
Load Impacts | INDUSTRIAL | 9 = Industrial Outdoor Lighting | NA | Load:INDUSTRIAL:9 = Industrial Outdoor Lighting:NA | kW | 1.19 | 1.19 | 1.19 | 1 | 1 | 1 | 1 | 1 | 1 | 1 | 1.19 | 1.19 | 2.59 | 2.59 | 2.59 | 2.59 | 2.59 | 2.59 | 2.59 | 2.59 | 2.59 | 2.59 | 2.59 | 2.59 | 0.098 | 0.098 | 0.098 | 0.072857 | 0.072857 | 0.072857 | 0.072857 | 0.072857 | 0.072857 | 0.072857 | 0.098 | 0.098 | 0.00048667 | 0.00011322 | 6.4828e-05
Load Impacts | INDUSTRIAL | 10 = Industrial HVAC | NA | Load:INDUSTRIAL:10 = Industrial HVAC:NA | kW | 0.47 | 0.47 | 0.47 | 1 | 1 | 1 | 1 | 1 | 1 | 1 | 0.47 | 0.47 | 0.55 | 0.55 | 0.55 | 1.24 | 1.24 | 1.24 | 1.24 | 1.24 | 1.24 | 1.24 | 0.55 | 0.55 | 0.084 | 0.084 | 0.084 | 0.082857 | 0.082857 | 0.082857 | 0.082857 | 0.082857 | 0.082857 | 0.082857 | 0.084 | 0.084 | 0.00049922 | 0.00011931 | 6.6099e-05
Load Impacts | INDUSTRIAL | 11 = Industrial Process | NA | Load:INDUSTRIAL:11 = Industrial Process:NA | kW | 1.15 | 1.15 | 1.15 | 1 | 1 | 1 | 1 | 1 | 1 | 1 | 1.15 | 1.15 | 1.15 | 1.15 | 1.15 | 1 | 1 | 1 | 1 | 1 | 1 | 1 | 1.15 | 1.15 | 0.096 | 0.096 | 0.096 | 0.074286 | 0.074286 | 0.074286 | 0.074286 | 0.074286 | 0.074286 | 0.074286 | 0.096 | 0.096 | 0.00050181 | 0.00012057 | 6.6362e-05
Load Impacts | INDUSTRIAL | 12 = Industrial Motors | NA | Load:INDUSTRIAL:12 = Industrial Motors:NA | kW | 0.84 | 0.84 | 0.84 | 1 | 1 | 1 | 1 | 1 | 1 | 1 | 0.84 | 0.84 | 0.92 | 0.92 | 0.92 | 1 | 1 | 1 | 1 | 1 | 1 | 1 | 0.92 | 0.92 | 0.094 | 0.094 | 0.094 | 0.075714 | 0.075714 | 0.075714 | 0.075714 | 0.075714 | 0.075714 | 0.075714 | 0.094 | 0.094 | 0.00049747 | 0.00011846 | 6.5922e-05
Load Impacts | INDUSTRIAL | 13 = Industrial Refrigeration | NA | Load:INDUSTRIAL:13 = Industrial Refrigeration:NA | kW | 0.28 | 0.28 | 0.28 | 1 | 1 | 1 | 1 | 1 | 1 | 1 | 0.28 | 0.28 | 0.28 | 0.28 | 0.28 | 1 | 1 | 1 | 1 | 1 | 1 | 1 | 0.28 | 0.28 | 0.092 | 0.092 | 0.092 | 0.077143 | 0.077143 | 0.077143 | 0.077143 | 0.077143 | 0.077143 | 0.077143 | 0.092 | 0.092 | 0.00050481 | 0.00012203 | 6.6666e-05
Load Impacts | AGRICULTURAL | 14 = Agricultural | NA | Load:AGRICULTURAL:14 = Agricultural:NA | kW | 0.81 | 0.81 | 0.81 | 1 | 1 | 1 | 1 | 1 | 1 | 1 | 0.81 | 0.81 | 0.81 | 0.81 | 0.81 | 1.17 | 1.17 | 1.17 | 1.17 | 1.17 | 1.17 | 1.17 | 0.81 | 0.81 | 0.058 | 0.058 | 0.058 | 0.10143 | 0.10143 | 0.10143 | 0.10143 | 0.10143 | 0.10143 | 0.10143 | 0.058 | 0.058 | 0.00050007 | 0.00011973 | 6.6186e-05
Load Impacts | COMMERCIAL | 17 = Commercial EMS | NA | Load:COMMERCIAL:17 = Commercial EMS:NA | kW | 0.94 | 0.94 | 0.94 | 1 | 1 | 1 | 1 | 1 | 1 | 1 | 0.94 | 0.94 | 0.94 | 0.94 | 0.94 | 1 | 1 | 1 | 1 | 1 | 1 | 1 | 0.94 | 0.94 | 0.0946 | 0.0946 | 0.0946 | 0.075286 | 0.075286 | 0.075286 | 0.075286 | 0.075286 | 0.075286 | 0.075286 | 0.0946 | 0.0946 | 0.00050718 | 0.00012318 | 6.6906e-05
Load Impacts | INDUSTRIAL | 18 = Industrial EMS | NA | Load:INDUSTRIAL:18 = Industrial EMS:NA | kW | 0.92 | 0.92 | 0.92 | 1 | 1 | 1 | 1 | 1 | 1 | 1 | 0.92 | 0.92 | 0.92 | 0.92 | 0.92 | 1 | 1 | 1 | 1 | 1 | 1 | 1 | 0.92 | 0.92 | 0.0956 | 0.0956 | 0.0956 | 0.074571 | 0.074571 | 0.074571 | 0.074571 | 0.074571 | 0.074571 | 0.074571 | 0.0956 | 0.0956 | 0.00049943 | 0.00011942 | 6.6121e-05
Load Impacts | AGRICULTURAL | 19= Agricultural EMS | NA | Load:AGRICULTURAL:19= Agricultural EMS:NA | kW | 0.81 | 0.81 | 0.81 | 1 | 1 | 1 | 1 | 1 | 1 | 1 | 0.81 | 0.81 | 0.81 | 0.81 | 0.81 | 1.17 | 1.17 | 1.17 | 1.17 | 1.17 | 1.17 | 1.17 | 0.81 | 0.81 | 0.058 | 0.058 | 0.058 | 0.10143 | 0.10143 | 0.10143 | 0.10143 | 0.10143 | 0.10143 | 0.10143 | 0.058 | 0.058 | 0.00050007 | 0.00011973 | 6.6186e-05
1999-12-01 |  | 0 | 0 |  |  | 0 | 0
0 -12 |  | CP (kW / Annual kWh) | NCP (kW/ Annual kWh) | CEC (kW/ Annual kWh) |  | Monthly (kWh/ Annual kWh) | Avg Dmd (kW/ Annual kWh)
1999-01-01 |  | 0 | 0 |  |  | 0 | 0
1999-02-01 |  | 0 | 0 |  |  | 0 | 0
1999-03-01 |  | 0 | 0 |  |  | 0 | 0
1999-04-01 |  | 0 | 0 |  |  | 0 | 0
1999-05-01 |  | 0 | 0 |  |  | 0 | 0
1999-06-01 |  | 0 | 0 |  |  | 0 | 0
1999-07-01 |  | 0 | 0 |  |  | 0 | 0
1999-08-01 |  | 0 | 0 |  |  | 0 | 0
1999-09-01 |  | 0 | 0 |  |  | 0 | 0
1999-10-01 |  | 0 | 0 |  |  | 0 | 0
1999-11-01 |  | 0 | 0 |  |  | 0 | 0
1999-12-01 |  | 0 | 0 |  |  | 0 | 0
0 -13 |  | CP (kW / Annual kWh) | NCP (kW/ Annual kWh) | CEC (kW/ Annual kWh) |  | Monthly (kWh/ Annual kWh) | Avg Dmd (kW/ Annual kWh)
1999-01-01 |  | 0 | 0 |  |  | 0 | 0
1999-02-01 |  | 0 | 0 |  |  | 0 | 0
1999-03-01 |  | 0 | 0 |  |  | 0 | 0
1999-04-01 |  | 0 | 0 |  |  | 0 | 0
1999-05-01 |  | 0 | 0 |  |  | 0 | 0
1999-06-01 |  | 0 | 0 |  |  | 0 | 0
1999-07-01 |  | 0 | 0 |  |  | 0 | 0
1999-08-01 |  | 0 | 0 |  |  | 0 | 0
1999-09-01 |  | 0 | 0 |  |  | 0 | 0
1999-10-01 |  | 0 | 0 |  |  | 0 | 0
1999-11-01 |  | 0 | 0 |  |  | 0 | 0
1999-12-01 |  | 0 | 0 |  |  | 0 | 0
0 -16 |  | CP (kW / Annual kWh) | NCP (kW/ Annual kWh) | CEC (kW/ Annual kWh) |  | Monthly (kWh/ Annual kWh) | Avg Dmd (kW/ Annual kWh)
1999-01-01 |  | 0 | 0 |  |  | 0 | 0
1999-02-01 |  | 0 | 0 |  |  | 0 | 0
1999-03-01 |  | 0 | 0 |  |  | 0 | 0
1999-04-01 |  | 0 | 0 |  |  | 0 | 0
1999-05-01 |  | 0 | 0 |  |  | 0 | 0
1999-06-01 |  | 0 | 0 |  |  | 0 | 0
1999-07-01 |  | 0 | 0 |  |  | 0 | 0
1999-08-01 |  | 0 | 0 |  |  | 0 | 0
1999-09-01 |  | 0 | 0 |  |  | 0 | 0
1999-10-01 |  | 0 | 0 |  |  | 0 | 0
1999-11-01 |  | 0 | 0 |  |  | 0 | 0
1999-12-01 |  | 0 | 0 |  |  | 0 | 0
0 -1 |  | CP (kW / Annual kWh) | NCP (kW/ Annual kWh) | CEC (kW/ Annual kWh) |  | Monthly (kWh/ Annual kWh) | Avg Dmd (kW/ Annual kWh)
1999-01-01 |  | 0 | 0 |  |  | 0 | 0
1999-02-01 |  | 0 | 0 |  |  | 0 | 0
1999-03-01 |  | 0 | 0 |  |  | 0 | 0
1999-04-01 |  | 0 | 0 |  |  | 0 | 0
1999-05-01 |  | 0 | 0 |  |  | 0 | 0
1999-06-01 |  | 0 | 0 |  |  | 0 | 0
1999-07-01 |  | 0 | 0 |  |  | 0 | 0
1999-08-01 |  | 0 | 0 |  |  | 0 | 0
1999-09-01 |  | 0 | 0 |  |  | 0 | 0
1999-10-01 |  | 0 | 0 |  |  | 0 | 0
1999-11-01 |  | 0 | 0 |  |  | 0 | 0
1999-12-01 |  | 0 | 0 |  |  | 0 | 0
0 -2 |  | CP (kW / Annual kWh) | NCP (kW/ Annual kWh) | CEC (kW/ Annual kWh) |  | Monthly (kWh/ Annual kWh) | Avg Dmd (kW/ Annual kWh)
1999-01-01 |  | 0 | 0 |  |  | 0 | 0
1999-02-01 |  | 0 | 0 |  |  | 0 | 0
1999-03-01 |  | 0 | 0 |  |  | 0 | 0
1999-04-01 |  | 0 | 0 |  |  | 0 | 0
1999-05-01 |  | 0 | 0 |  |  | 0 | 0
1999-06-01 |  | 0 | 0 |  |  | 0 | 0
1999-07-01 |  | 0 | 0 |  |  | 0 | 0
1999-08-01 |  | 0 | 0 |  |  | 0 | 0
1999-09-01 |  | 0 | 0 |  |  | 0 | 0
1999-10-01 |  | 0 | 0 |  |  | 0 | 0
1999-11-01 |  | 0 | 0 |  |  | 0 | 0
1999-12-01 |  | 0 | 0 |  |  | 0 | 0
0 -3A |  | CP (kW / Annual kWh) | NCP (kW/ Annual kWh) | CEC (kW/ Annual kWh) |  | Monthly (kWh/ Annual kWh) | Avg Dmd (kW/ Annual kWh)
1999-01-01 |  | 0 | 0 |  |  | 0 | 0
1999-02-01 |  | 0 | 0 |  |  | 0 | 0
1999-03-01 |  | 0 | 0 |  |  | 0 | 0
1999-04-01 |  | 0 | 0 |  |  | 0 | 0
1999-05-01 |  | 0 | 0 |  |  | 0 | 0
1999-06-01 |  | 0 | 0 |  |  | 0 | 0
1999-07-01 |  | 0 | 0 |  |  | 0 | 0
1999-08-01 |  | 0 | 0 |  |  | 0 | 0
1999-09-01 |  | 0 | 0 |  |  | 0 | 0
1999-10-01 |  | 0 | 0 |  |  | 0 | 0
1999-11-01 |  | 0 | 0 |  |  | 0 | 0
1999-12-01 |  | 0 | 0 |  |  | 0 | 0
0 -3B |  | CP (kW / Annual kWh) | NCP (kW/ Annual kWh) | CEC (kW/ Annual kWh) |  | Monthly (kWh/ Annual kWh) | Avg Dmd (kW/ Annual kWh)
1999-01-01 |  | 0 | 0 |  |  | 0 | 0
1999-02-01 |  | 0 | 0 |  |  | 0 | 0
1999-03-01 |  | 0 | 0 |  |  | 0 | 0
1999-04-01 |  | 0 | 0 |  |  | 0 | 0
1999-05-01 |  | 0 | 0 |  |  | 0 | 0
1999-06-01 |  | 0 | 0 |  |  | 0 | 0
1999-07-01 |  | 0 | 0 |  |  | 0 | 0
1999-08-01 |  | 0 | 0 |  |  | 0 | 0
1999-09-01 |  | 0 | 0 |  |  | 0 | 0
1999-10-01 |  | 0 | 0 |  |  | 0 | 0
1999-11-01 |  | 0 | 0 |  |  | 0 | 0
1999-12-01 |  | 0 | 0 |  |  | 0 | 0
0 -4 |  | CP (kW / Annual kWh) | NCP (kW/ Annual kWh) | CEC (kW/ Annual kWh) |  | Monthly (kWh/ Annual kWh) | Avg Dmd (kW/ Annual kWh)
1999-01-01 |  | 0 | 0 |  |  | 0 | 0
1999-02-01 |  | 0 | 0 |  |  | 0 | 0
1999-03-01 |  | 0 | 0 |  |  | 0 | 0
1999-04-01 |  | 0 | 0 |  |  | 0 | 0
1999-05-01 |  | 0 | 0 |  |  | 0 | 0
1999-06-01 |  | 0 | 0 |  |  | 0 | 0
1999-07-01 |  | 0 | 0 |  |  | 0 | 0
1999-08-01 |  | 0 | 0 |  |  | 0 | 0
1999-09-01 |  | 0 | 0 |  |  | 0 | 0
1999-10-01 |  | 0 | 0 |  |  | 0 | 0
1999-11-01 |  | 0 | 0 |  |  | 0 | 0
1999-12-01 |  | 0 | 0 |  |  | 0 | 0
0 -5 |  | CP (kW / Annual kWh) | NCP (kW/ Annual kWh) | CEC (kW/ Annual kWh) |  | Monthly (kWh/ Annual kWh) | Avg Dmd (kW/ Annual kWh)
1999-01-01 |  | 0 | 0 |  |  | 0 | 0
1999-02-01 |  | 0 | 0 |  |  | 0 | 0
1999-03-01 |  | 0 | 0 |  |  | 0 | 0
1999-04-01 |  | 0 | 0 |  |  | 0 | 0
1999-05-01 |  | 0 | 0 |  |  | 0 | 0
1999-06-01 |  | 0 | 0 |  |  | 0 | 0
1999-07-01 |  | 0 | 0 |  |  | 0 | 0
1999-08-01 |  | 0 | 0 |  |  | 0 | 0
1999-09-01 |  | 0 | 0 |  |  | 0 | 0
1999-10-01 |  | 0 | 0 |  |  | 0 | 0
1999-11-01 |  | 0 | 0 |  |  | 0 | 0
1999-12-01 |  | 0 | 0 |  |  | 0 | 0
0 -11 |  | CP (kW / Annual kWh) | NCP (kW/ Annual kWh) | CEC (kW/ Annual kWh) |  | Monthly (kWh/ Annual kWh) | Avg Dmd (kW/ Annual kWh)
1999-01-01 |  | 0 | 0 |  |  | 0 | 0
1999-02-01 |  | 0 | 0 |  |  | 0 | 0
1999-03-01 |  | 0 | 0 |  |  | 0 | 0
1999-04-01 |  | 0 | 0 |  |  | 0 | 0
1999-05-01 |  | 0 | 0 |  |  | 0 | 0
1999-06-01 |  | 0 | 0 |  |  | 0 | 0
1999-07-01 |  | 0 | 0 |  |  | 0 | 0
1999-08-01 |  | 0 | 0 |  |  | 0 | 0
1999-09-01 |  | 0 | 0 |  |  | 0 | 0
1999-10-01 |  | 0 | 0 |  |  | 0 | 0
1999-11-01 |  | 0 | 0 |  |  | 0 | 0
1999-12-01 |  | 0 | 0 |  |  | 0 | 0
0 -12 |  | CP (kW / Annual kWh) | NCP (kW/ Annual kWh) | CEC (kW/ Annual kWh) |  | Monthly (kWh/ Annual kWh) | Avg Dmd (kW/ Annual kWh)
1999-01-01 |  | 0 | 0 |  |  | 0 | 0
1999-02-01 |  | 0 | 0 |  |  | 0 | 0
1999-03-01 |  | 0 | 0 |  |  | 0 | 0
1999-04-01 |  | 0 | 0 |  |  | 0 | 0
1999-05-01 |  | 0 | 0 |  |  | 0 | 0
1999-06-01 |  | 0 | 0 |  |  | 0 | 0
1999-07-01 |  | 0 | 0 |  |  | 0 | 0
1999-08-01 |  | 0 | 0 |  |  | 0 | 0
1999-09-01 |  | 0 | 0 |  |  | 0 | 0
1999-10-01 |  | 0 | 0 |  |  | 0 | 0
1999-11-01 |  | 0 | 0 |  |  | 0 | 0
1999-12-01 |  | 0 | 0 |  |  | 0 | 0
0 -13 |  | CP (kW / Annual kWh) | NCP (kW/ Annual kWh) | CEC (kW/ Annual kWh) |  | Monthly (kWh/ Annual kWh) | Avg Dmd (kW/ Annual kWh)
1999-01-01 |  | 0 | 0 |  |  | 0 | 0
1999-02-01 |  | 0 | 0 |  |  | 0 | 0
1999-03-01 |  | 0 | 0 |  |  | 0 | 0
1999-04-01 |  | 0 | 0 |  |  | 0 | 0
1999-05-01 |  | 0 | 0 |  |  | 0 | 0
1999-06-01 |  | 0 | 0 |  |  | 0 | 0
1999-07-01 |  | 0 | 0 |  |  | 0 | 0
1999-08-01 |  | 0 | 0 |  |  | 0 | 0
1999-09-01 |  | 0 | 0 |  |  | 0 | 0
1999-10-01 |  | 0 | 0 |  |  | 0 | 0
1999-11-01 |  | 0 | 0 |  |  | 0 | 0
1999-12-01 |  | 0 | 0 |  |  | 0 | 0
0 -16 |  | CP (kW / Annual kWh) | NCP (kW/ Annual kWh) | CEC (kW/ Annual kWh) |  | Monthly (kWh/ Annual kWh) | Avg Dmd (kW/ Annual kWh)
1999-01-01 |  | 0 | 0 |  |  | 0 | 0
1999-02-01 |  | 0 | 0 |  |  | 0 | 0
1999-03-01 |  | 0 | 0 |  |  | 0 | 0
1999-04-01 |  | 0 | 0 |  |  | 0 | 0
1999-05-01 |  | 0 | 0 |  |  | 0 | 0
1999-06-01 |  | 0 | 0 |  |  | 0 | 0
1999-07-01 |  | 0 | 0 |  |  | 0 | 0
1999-08-01 |  | 0 | 0 |  |  | 0 | 0
1999-09-01 |  | 0 | 0 |  |  | 0 | 0
1999-10-01 |  | 0 | 0 |  |  | 0 | 0
1999-11-01 |  | 0 | 0 |  |  | 0 | 0
1999-12-01 |  | 0 | 0 |  |  | 0 | 0
0 -1 |  | CP (kW / Annual kWh) | NCP (kW/ Annual kWh) | CEC (kW/ Annual kWh) |  | Monthly (kWh/ Annual kWh) | Avg Dmd (kW/ Annual kWh)
1999-01-01 |  | 0 | 0 |  |  | 0 | 0
1999-02-01 |  | 0 | 0 |  |  | 0 | 0
1999-03-01 |  | 0 | 0 |  |  | 0 | 0
1999-04-01 |  | 0 | 0 |  |  | 0 | 0
1999-05-01 |  | 0 | 0 |  |  | 0 | 0
1999-06-01 |  | 0 | 0 |  |  | 0 | 0
1999-07-01 |  | 0 | 0 |  |  | 0 | 0
1999-08-01 |  | 0 | 0 |  |  | 0 | 0
1999-09-01 |  | 0 | 0 |  |  | 0 | 0
1999-10-01 |  | 0 | 0 |  |  | 0 | 0
1999-11-01 |  | 0 | 0 |  |  | 0 | 0
1999-12-01 |  | 0 | 0 |  |  | 0 | 0
0 -2 |  | CP (kW / Annual kWh) | NCP (kW/ Annual kWh) | CEC (kW/ Annual kWh) |  | Monthly (kWh/ Annual kWh) | Avg Dmd (kW/ Annual kWh)
1999-01-01 |  | 0 | 0 |  |  | 0 | 0
1999-02-01 |  | 0 | 0 |  |  | 0 | 0
1999-03-01 |  | 0 | 0 |  |  | 0 | 0
1999-04-01 |  | 0 | 0 |  |  | 0 | 0
1999-05-01 |  | 0 | 0 |  |  | 0 | 0
1999-06-01 |  | 0 | 0 |  |  | 0 | 0
1999-07-01 |  | 0 | 0 |  |  | 0 | 0
1999-08-01 |  | 0 | 0 |  |  | 0 | 0
1999-09-01 |  | 0 | 0 |  |  | 0 | 0
1999-10-01 |  | 0 | 0 |  |  | 0 | 0
1999-11-01 |  | 0 | 0 |  |  | 0 | 0
1999-12-01 |  | 0 | 0 |  |  | 0 | 0
0 -3A |  | CP (kW / Annual kWh) | NCP (kW/ Annual kWh) | CEC (kW/ Annual kWh) |  | Monthly (kWh/ Annual kWh) | Avg Dmd (kW/ Annual kWh)
1999-01-01 |  | 0 | 0 |  |  | 0 | 0
1999-02-01 |  | 0 | 0 |  |  | 0 | 0
1999-03-01 |  | 0 | 0 |  |  | 0 | 0
1999-04-01 |  | 0 | 0 |  |  | 0 | 0
1999-05-01 |  | 0 | 0 |  |  | 0 | 0
1999-06-01 |  | 0 | 0 |  |  | 0 | 0
1999-07-01 |  | 0 | 0 |  |  | 0 | 0
1999-08-01 |  | 0 | 0 |  |  | 0 | 0
1999-09-01 |  | 0 | 0 |  |  | 0 | 0
1999-10-01 |  | 0 | 0 |  |  | 0 | 0
1999-11-01 |  | 0 | 0 |  |  | 0 | 0
1999-12-01 |  | 0 | 0 |  |  | 0 | 0
0 -3B |  | CP (kW / Annual kWh) | NCP (kW/ Annual kWh) | CEC (kW/ Annual kWh) |  | Monthly (kWh/ Annual kWh) | Avg Dmd (kW/ Annual kWh)
1999-01-01 |  | 0 | 0 |  |  | 0 | 0
1999-02-01 |  | 0 | 0 |  |  | 0 | 0
1999-03-01 |  | 0 | 0 |  |  | 0 | 0
1999-04-01 |  | 0 | 0 |  |  | 0 | 0
1999-05-01 |  | 0 | 0 |  |  | 0 | 0
1999-06-01 |  | 0 | 0 |  |  | 0 | 0
1999-07-01 |  | 0 | 0 |  |  | 0 | 0
1999-08-01 |  | 0 | 0 |  |  | 0 | 0
1999-09-01 |  | 0 | 0 |  |  | 0 | 0
1999-10-01 |  | 0 | 0 |  |  | 0 | 0
1999-11-01 |  | 0 | 0 |  |  | 0 | 0
1999-12-01 |  | 0 | 0 |  |  | 0 | 0
0 -4 |  | CP (kW / Annual kWh) | NCP (kW/ Annual kWh) | CEC (kW/ Annual kWh) |  | Monthly (kWh/ Annual kWh) | Avg Dmd (kW/ Annual kWh)
1999-01-01 |  | 0 | 0 |  |  | 0 | 0
1999-02-01 |  | 0 | 0 |  |  | 0 | 0
1999-03-01 |  | 0 | 0 |  |  | 0 | 0
1999-04-01 |  | 0 | 0 |  |  | 0 | 0
1999-05-01 |  | 0 | 0 |  |  | 0 | 0
1999-06-01 |  | 0 | 0 |  |  | 0 | 0
1999-07-01 |  | 0 | 0 |  |  | 0 | 0
1999-08-01 |  | 0 | 0 |  |  | 0 | 0
1999-09-01 |  | 0 | 0 |  |  | 0 | 0
1999-10-01 |  | 0 | 0 |  |  | 0 | 0
1999-11-01 |  | 0 | 0 |  |  | 0 | 0
1999-12-01 |  | 0 | 0 |  |  | 0 | 0
0 -5 |  | CP (kW / Annual kWh) | NCP (kW/ Annual kWh) | CEC (kW/ Annual kWh) |  | Monthly (kWh/ Annual kWh) | Avg Dmd (kW/ Annual kWh)
1999-01-01 |  | 0 | 0 |  |  | 0 | 0
1999-02-01 |  | 0 | 0 |  |  | 0 | 0
1999-03-01 |  | 0 | 0 |  |  | 0 | 0
1999-04-01 |  | 0 | 0 |  |  | 0 | 0
1999-05-01 |  | 0 | 0 |  |  | 0 | 0
1999-06-01 |  | 0 | 0 |  |  | 0 | 0
1999-07-01 |  | 0 | 0 |  |  | 0 | 0
1999-08-01 |  | 0 | 0 |  |  | 0 | 0
1999-09-01 |  | 0 | 0 |  |  | 0 | 0
1999-10-01 |  | 0 | 0 |  |  | 0 | 0
1999-11-01 |  | 0 | 0 |  |  | 0 | 0
1999-12-01 |  | 0 | 0 |  |  | 0 | 0
0 -11 |  | CP (kW / Annual kWh) | NCP (kW/ Annual kWh) | CEC (kW/ Annual kWh) |  | Monthly (kWh/ Annual kWh) | Avg Dmd (kW/ Annual kWh)
1999-01-01 |  | 0 | 0 |  |  | 0 | 0
1999-02-01 |  | 0 | 0 |  |  | 0 | 0
1999-03-01 |  | 0 | 0 |  |  | 0 | 0
1999-04-01 |  | 0 | 0 |  |  | 0 | 0
1999-05-01 |  | 0 | 0 |  |  | 0 | 0
1999-06-01 |  | 0 | 0 |  |  | 0 | 0
1999-07-01 |  | 0 | 0 |  |  | 0 | 0
1999-08-01 |  | 0 | 0 |  |  | 0 | 0
1999-09-01 |  | 0 | 0 |  |  | 0 | 0
1999-10-01 |  | 0 | 0 |  |  | 0 | 0
1999-11-01 |  | 0 | 0 |  |  | 0 | 0
1999-12-01 |  | 0 | 0 |  |  | 0 | 0
0 -12 |  | CP (kW / Annual kWh) | NCP (kW/ Annual kWh) | CEC (kW/ Annual kWh) |  | Monthly (kWh/ Annual kWh) | Avg Dmd (kW/ Annual kWh)
1999-01-01 |  | 0 | 0 |  |  | 0 | 0
1999-02-01 |  | 0 | 0 |  |  | 0 | 0
1999-03-01 |  | 0 | 0 |  |  | 0 | 0
1999-04-01 |  | 0 | 0 |  |  | 0 | 0
1999-05-01 |  | 0 | 0 |  |  | 0 | 0
1999-06-01 |  | 0 | 0 |  |  | 0 | 0
1999-07-01 |  | 0 | 0 |  |  | 0 | 0
1999-08-01 |  | 0 | 0 |  |  | 0 | 0
1999-09-01 |  | 0 | 0 |  |  | 0 | 0
1999-10-01 |  | 0 | 0 |  |  | 0 | 0
1999-11-01 |  | 0 | 0 |  |  | 0 | 0
1999-12-01 |  | 0 | 0 |  |  | 0 | 0
0 -13 |  | CP (kW / Annual kWh) | NCP (kW/ Annual kWh) | CEC (kW/ Annual kWh) |  | Monthly (kWh/ Annual kWh) | Avg Dmd (kW/ Annual kWh)
1999-01-01 |  | 0 | 0 |  |  | 0 | 0
1999-02-01 |  | 0 | 0 |  |  | 0 | 0
1999-03-01 |  | 0 | 0 |  |  | 0 | 0
1999-04-01 |  | 0 | 0 |  |  | 0 | 0
1999-05-01 |  | 0 | 0 |  |  | 0 | 0
1999-06-01 |  | 0 | 0 |  |  | 0 | 0
1999-07-01 |  | 0 | 0 |  |  | 0 | 0
1999-08-01 |  | 0 | 0 |  |  | 0 | 0
1999-09-01 |  | 0 | 0 |  |  | 0 | 0
1999-10-01 |  | 0 | 0 |  |  | 0 | 0
1999-11-01 |  | 0 | 0 |  |  | 0 | 0
1999-12-01 |  | 0 | 0 |  |  | 0 | 0
0 -16 |  | CP (kW / Annual kWh) | NCP (kW/ Annual kWh) | CEC (kW/ Annual kWh) |  | Monthly (kWh/ Annual kWh) | Avg Dmd (kW/ Annual kWh)
1999-01-01 |  | 0 | 0 |  |  | 0 | 0
1999-02-01 |  | 0 | 0 |  |  | 0 | 0
1999-03-01 |  | 0 | 0 |  |  | 0 | 0
1999-04-01 |  | 0 | 0 |  |  | 0 | 0
1999-05-01 |  | 0 | 0 |  |  | 0 | 0
1999-06-01 |  | 0 | 0 |  |  | 0 | 0
1999-07-01 |  | 0 | 0 |  |  | 0 | 0
1999-08-01 |  | 0 | 0 |  |  | 0 | 0
1999-09-01 |  | 0 | 0 |  |  | 0 | 0
1999-10-01 |  | 0 | 0 |  |  | 0 | 0
1999-11-01 |  | 0 | 0 |  |  | 0 | 0
1999-12-01 |  | 0 | 0 |  |  | 0 | 0
0 -1 |  | CP (kW / Annual kWh) | NCP (kW/ Annual kWh) | CEC (kW/ Annual kWh) |  | Monthly (kWh/ Annual kWh) | Avg Dmd (kW/ Annual kWh)
1999-01-01 |  | 0 | 0 |  |  | 0 | 0
1999-02-01 |  | 0 | 0 |  |  | 0 | 0
1999-03-01 |  | 0 | 0 |  |  | 0 | 0
1999-04-01 |  | 0 | 0 |  |  | 0 | 0
1999-05-01 |  | 0 | 0 |  |  | 0 | 0
1999-06-01 |  | 0 | 0 |  |  | 0 | 0
1999-07-01 |  | 0 | 0 |  |  | 0 | 0
1999-08-01 |  | 0 | 0 |  |  | 0 | 0
1999-09-01 |  | 0 | 0 |  |  | 0 | 0
1999-10-01 |  | 0 | 0 |  |  | 0 | 0
1999-11-01 |  | 0 | 0 |  |  | 0 | 0
1999-12-01 |  | 0 | 0 |  |  | 0 | 0
0 -2 |  | CP (kW / Annual kWh) | NCP (kW/ Annual kWh) | CEC (kW/ Annual kWh) |  | Monthly (kWh/ Annual kWh) | Avg Dmd (kW/ Annual kWh)
1999-01-01 |  | 0 | 0 |  |  | 0 | 0
1999-02-01 |  | 0 | 0 |  |  | 0 | 0
1999-03-01 |  | 0 | 0 |  |  | 0 | 0
1999-04-01 |  | 0 | 0 |  |  | 0 | 0
1999-05-01 |  | 0 | 0 |  |  | 0 | 0
1999-06-01 |  | 0 | 0 |  |  | 0 | 0
1999-07-01 |  | 0 | 0 |  |  | 0 | 0
1999-08-01 |  | 0 | 0 |  |  | 0 | 0
1999-09-01 |  | 0 | 0 |  |  | 0 | 0
1999-10-01 |  | 0 | 0 |  |  | 0 | 0
1999-11-01 |  | 0 | 0 |  |  | 0 | 0
1999-12-01 |  | 0 | 0 |  |  | 0 | 0
0 -3A |  | CP (kW / Annual kWh) | NCP (kW/ Annual kWh) | CEC (kW/ Annual kWh) |  | Monthly (kWh/ Annual kWh) | Avg Dmd (kW/ Annual kWh)
1999-01-01 |  | 0 | 0 |  |  | 0 | 0
1999-02-01 |  | 0 | 0 |  |  | 0 | 0
1999-03-01 |  | 0 | 0 |  |  | 0 | 0
1999-04-01 |  | 0 | 0 |  |  | 0 | 0
1999-05-01 |  | 0 | 0 |  |  | 0 | 0
1999-06-01 |  | 0 | 0 |  |  | 0 | 0
1999-07-01 |  | 0 | 0 |  |  | 0 | 0
1999-08-01 |  | 0 | 0 |  |  | 0 | 0
1999-09-01 |  | 0 | 0 |  |  | 0 | 0
1999-10-01 |  | 0 | 0 |  |  | 0 | 0
1999-11-01 |  | 0 | 0 |  |  | 0 | 0
1999-12-01 |  | 0 | 0 |  |  | 0 | 0
0 -3B |  | CP (kW / Annual kWh) | NCP (kW/ Annual kWh) | CEC (kW/ Annual kWh) |  | Monthly (kWh/ Annual kWh) | Avg Dmd (kW/ Annual kWh)
1999-01-01 |  | 0 | 0 |  |  | 0 | 0
1999-02-01 |  | 0 | 0 |  |  | 0 | 0
1999-03-01 |  | 0 | 0 |  |  | 0 | 0
1999-04-01 |  | 0 | 0 |  |  | 0 | 0
1999-05-01 |  | 0 | 0 |  |  | 0 | 0
1999-06-01 |  | 0 | 0 |  |  | 0 | 0
1999-07-01 |  | 0 | 0 |  |  | 0 | 0
1999-08-01 |  | 0 | 0 |  |  | 0 | 0
1999-09-01 |  | 0 | 0 |  |  | 0 | 0
1999-10-01 |  | 0 | 0 |  |  | 0 | 0
1999-11-01 |  | 0 | 0 |  |  | 0 | 0
1999-12-01 |  | 0 | 0 |  |  | 0 | 0
0 -4 |  | CP (kW / Annual kWh) | NCP (kW/ Annual kWh) | CEC (kW/ Annual kWh) |  | Monthly (kWh/ Annual kWh) | Avg Dmd (kW/ Annual kWh)
1999-01-01 |  | 0 | 0 |  |  | 0 | 0
1999-02-01 |  | 0 | 0 |  |  | 0 | 0
1999-03-01 |  | 0 | 0 |  |  | 0 | 0
1999-04-01 |  | 0 | 0 |  |  | 0 | 0
1999-05-01 |  | 0 | 0 |  |  | 0 | 0
1999-06-01 |  | 0 | 0 |  |  | 0 | 0
1999-07-01 |  | 0 | 0 |  |  | 0 | 0
1999-08-01 |  | 0 | 0 |  |  | 0 | 0
1999-09-01 |  | 0 | 0 |  |  | 0 | 0
1999-10-01 |  | 0 | 0 |  |  | 0 | 0
1999-11-01 |  | 0 | 0 |  |  | 0 | 0
1999-12-01 |  | 0 | 0 |  |  | 0 | 0
0 -5 |  | CP (kW / Annual kWh) | NCP (kW/ Annual kWh) | CEC (kW/ Annual kWh) |  | Monthly (kWh/ Annual kWh) | Avg Dmd (kW/ Annual kWh)
1999-01-01 |  | 0 | 0 |  |  | 0 | 0
1999-02-01 |  | 0 | 0 |  |  | 0 | 0
1999-03-01 |  | 0 | 0 |  |  | 0 | 0
1999-04-01 |  | 0 | 0 |  |  | 0 | 0
1999-05-01 |  | 0 | 0 |  |  | 0 | 0
1999-06-01 |  | 0 | 0 |  |  | 0 | 0
1999-07-01 |  | 0 | 0 |  |  | 0 | 0
1999-08-01 |  | 0 | 0 |  |  | 0 | 0
1999-09-01 |  | 0 | 0 |  |  | 0 | 0
1999-10-01 |  | 0 | 0 |  |  | 0 | 0
1999-11-01 |  | 0 | 0 |  |  | 0 | 0
1999-12-01 |  | 0 | 0 |  |  | 0 | 0
0 -11 |  | CP (kW / Annual kWh) | NCP (kW/ Annual kWh) | CEC (kW/ Annual kWh) |  | Monthly (kWh/ Annual kWh) | Avg Dmd (kW/ Annual kWh)
1999-01-01 |  | 0 | 0 |  |  | 0 | 0
1999-02-01 |  | 0 | 0 |  |  | 0 | 0
1999-03-01 |  | 0 | 0 |  |  | 0 | 0
1999-04-01 |  | 0 | 0 |  |  | 0 | 0
1999-05-01 |  | 0 | 0 |  |  | 0 | 0
1999-06-01 |  | 0 | 0 |  |  | 0 | 0
1999-07-01 |  | 0 | 0 |  |  | 0 | 0
1999-08-01 |  | 0 | 0 |  |  | 0 | 0
1999-09-01 |  | 0 | 0 |  |  | 0 | 0
1999-10-01 |  | 0 | 0 |  |  | 0 | 0
1999-11-01 |  | 0 | 0 |  |  | 0 | 0
1999-12-01 |  | 0 | 0 |  |  | 0 | 0
0 -12 |  | CP (kW / Annual kWh) | NCP (kW/ Annual kWh) | CEC (kW/ Annual kWh) |  | Monthly (kWh/ Annual kWh) | Avg Dmd (kW/ Annual kWh)
1999-01-01 |  | 0 | 0 |  |  | 0 | 0
1999-02-01 |  | 0 | 0 |  |  | 0 | 0
1999-03-01 |  | 0 | 0 |  |  | 0 | 0
1999-04-01 |  | 0 | 0 |  |  | 0 | 0
1999-05-01 |  | 0 | 0 |  |  | 0 | 0
1999-06-01 |  | 0 | 0 |  |  | 0 | 0
1999-07-01 |  | 0 | 0 |  |  | 0 | 0
1999-08-01 |  | 0 | 0 |  |  | 0 | 0
1999-09-01 |  | 0 | 0 |  |  | 0 | 0
1999-10-01 |  | 0 | 0 |  |  | 0 | 0
1999-11-01 |  | 0 | 0 |  |  | 0 | 0
1999-12-01 |  | 0 | 0 |  |  | 0 | 0
0 -13 |  | CP (kW / Annual kWh) | NCP (kW/ Annual kWh) | CEC (kW/ Annual kWh) |  | Monthly (kWh/ Annual kWh) | Avg Dmd (kW/ Annual kWh)
1999-01-01 |  | 0 | 0 |  |  | 0 | 0
1999-02-01 |  | 0 | 0 |  |  | 0 | 0
1999-03-01 |  | 0 | 0 |  |  | 0 | 0
1999-04-01 |  | 0 | 0 |  |  | 0 | 0
1999-05-01 |  | 0 | 0 |  |  | 0 | 0
1999-06-01 |  | 0 | 0 |  |  | 0 | 0
1999-07-01 |  | 0 | 0 |  |  | 0 | 0
1999-08-01 |  | 0 | 0 |  |  | 0 | 0
1999-09-01 |  | 0 | 0 |  |  | 0 | 0
1999-10-01 |  | 0 | 0 |  |  | 0 | 0
1999-11-01 |  | 0 | 0 |  |  | 0 | 0
1999-12-01 |  | 0 | 0 |  |  | 0 | 0
0 -16 |  | CP (kW / Annual kWh) | NCP (kW/ Annual kWh) | CEC (kW/ Annual kWh) |  | Monthly (kWh/ Annual kWh) | Avg Dmd (kW/ Annual kWh)
1999-01-01 |  | 0 | 0 |  |  | 0 | 0
1999-02-01 |  | 0 | 0 |  |  | 0 | 0
1999-03-01 |  | 0 | 0 |  |  | 0 | 0
1999-04-01 |  | 0 | 0 |  |  | 0 | 0
1999-05-01 |  | 0 | 0 |  |  | 0 | 0
1999-06-01 |  | 0 | 0 |  |  | 0 | 0
1999-07-01 |  | 0 | 0 |  |  | 0 | 0
1999-08-01 |  | 0 | 0 |  |  | 0 | 0
1999-09-01 |  | 0 | 0 |  |  | 0 | 0
1999-10-01 |  | 0 | 0 |  |  | 0 | 0
1999-11-01 |  | 0 | 0 |  |  | 0 | 0
1999-12-01 |  | 0 | 0 |  |  | 0 | 0
0 -1 |  | CP (kW / Annual kWh) | NCP (kW/ Annual kWh) | CEC (kW/ Annual kWh) |  | Monthly (kWh/ Annual kWh) | Avg Dmd (kW/ Annual kWh)
1999-01-01 |  | 0 | 0 |  |  | 0 | 0
1999-02-01 |  | 0 | 0 |  |  | 0 | 0
1999-03-01 |  | 0 | 0 |  |  | 0 | 0
1999-04-01 |  | 0 | 0 |  |  | 0 | 0
1999-05-01 |  | 0 | 0 |  |  | 0 | 0
1999-06-01 |  | 0 | 0 |  |  | 0 | 0
1999-07-01 |  | 0 | 0 |  |  | 0 | 0
1999-08-01 |  | 0 | 0 |  |  | 0 | 0
1999-09-01 |  | 0 | 0 |  |  | 0 | 0
1999-10-01 |  | 0 | 0 |  |  | 0 | 0
1999-11-01 |  | 0 | 0 |  |  | 0 | 0
1999-12-01 |  | 0 | 0 |  |  | 0 | 0
0 -2 |  | CP (kW / Annual kWh) | NCP (kW/ Annual kWh) | CEC (kW/ Annual kWh) |  | Monthly (kWh/ Annual kWh) | Avg Dmd (kW/ Annual kWh)
1999-01-01 |  | 0 | 0 |  |  | 0 | 0
1999-02-01 |  | 0 | 0 |  |  | 0 | 0
1999-03-01 |  | 0 | 0 |  |  | 0 | 0
1999-04-01 |  | 0 | 0 |  |  | 0 | 0
1999-05-01 |  | 0 | 0 |  |  | 0 | 0
1999-06-01 |  | 0 | 0 |  |  | 0 | 0
1999-07-01 |  | 0 | 0 |  |  | 0 | 0
1999-08-01 |  | 0 | 0 |  |  | 0 | 0
1999-09-01 |  | 0 | 0 |  |  | 0 | 0
1999-10-01 |  | 0 | 0 |  |  | 0 | 0
1999-11-01 |  | 0 | 0 |  |  | 0 | 0
1999-12-01 |  | 0 | 0 |  |  | 0 | 0
0 -3A |  | CP (kW / Annual kWh) | NCP (kW/ Annual kWh) | CEC (kW/ Annual kWh) |  | Monthly (kWh/ Annual kWh) | Avg Dmd (kW/ Annual kWh)
1999-01-01 |  | 0 | 0 |  |  | 0 | 0
1999-02-01 |  | 0 | 0 |  |  | 0 | 0
1999-03-01 |  | 0 | 0 |  |  | 0 | 0
1999-04-01 |  | 0 | 0 |  |  | 0 | 0
1999-05-01 |  | 0 | 0 |  |  | 0 | 0
1999-06-01 |  | 0 | 0 |  |  | 0 | 0
1999-07-01 |  | 0 | 0 |  |  | 0 | 0
1999-08-01 |  | 0 | 0 |  |  | 0 | 0
1999-09-01 |  | 0 | 0 |  |  | 0 | 0
1999-10-01 |  | 0 | 0 |  |  | 0 | 0
1999-11-01 |  | 0 | 0 |  |  | 0 | 0
1999-12-01 |  | 0 | 0 |  |  | 0 | 0
0 -3B |  | CP (kW / Annual kWh) | NCP (kW/ Annual kWh) | CEC (kW/ Annual kWh) |  | Monthly (kWh/ Annual kWh) | Avg Dmd (kW/ Annual kWh)
1999-01-01 |  | 0 | 0 |  |  | 0 | 0
1999-02-01 |  | 0 | 0 |  |  | 0 | 0
1999-03-01 |  | 0 | 0 |  |  | 0 | 0
1999-04-01 |  | 0 | 0 |  |  | 0 | 0
1999-05-01 |  | 0 | 0 |  |  | 0 | 0
1999-06-01 |  | 0 | 0 |  |  | 0 | 0
1999-07-01 |  | 0 | 0 |  |  | 0 | 0
1999-08-01 |  | 0 | 0 |  |  | 0 | 0
1999-09-01 |  | 0 | 0 |  |  | 0 | 0
1999-10-01 |  | 0 | 0 |  |  | 0 | 0
1999-11-01 |  | 0 | 0 |  |  | 0 | 0
1999-12-01 |  | 0 | 0 |  |  | 0 | 0
0 -4 |  | CP (kW / Annual kWh) | NCP (kW/ Annual kWh) | CEC (kW/ Annual kWh) |  | Monthly (kWh/ Annual kWh) | Avg Dmd (kW/ Annual kWh)
1999-01-01 |  | 0 | 0 |  |  | 0 | 0
1999-02-01 |  | 0 | 0 |  |  | 0 | 0
1999-03-01 |  | 0 | 0 |  |  | 0 | 0
1999-04-01 |  | 0 | 0 |  |  | 0 | 0
1999-05-01 |  | 0 | 0 |  |  | 0 | 0
1999-06-01 |  | 0 | 0 |  |  | 0 | 0
1999-07-01 |  | 0 | 0 |  |  | 0 | 0
1999-08-01 |  | 0 | 0 |  |  | 0 | 0
1999-09-01 |  | 0 | 0 |  |  | 0 | 0
1999-10-01 |  | 0 | 0 |  |  | 0 | 0
1999-11-01 |  | 0 | 0 |  |  | 0 | 0
1999-12-01 |  | 0 | 0 |  |  | 0 | 0
0 -5 |  | CP (kW / Annual kWh) | NCP (kW/ Annual kWh) | CEC (kW/ Annual kWh) |  | Monthly (kWh/ Annual kWh) | Avg Dmd (kW/ Annual kWh)
1999-01-01 |  | 0 | 0 |  |  | 0 | 0
1999-02-01 |  | 0 | 0 |  |  | 0 | 0
1999-03-01 |  | 0 | 0 |  |  | 0 | 0
1999-04-01 |  | 0 | 0 |  |  | 0 | 0
1999-05-01 |  | 0 | 0 |  |  | 0 | 0
1999-06-01 |  | 0 | 0 |  |  | 0 | 0
1999-07-01 |  | 0 | 0 |  |  | 0 | 0
1999-08-01 |  | 0 | 0 |  |  | 0 | 0
1999-09-01 |  | 0 | 0 |  |  | 0 | 0
1999-10-01 |  | 0 | 0 |  |  | 0 | 0
1999-11-01 |  | 0 | 0 |  |  | 0 | 0
1999-12-01 |  | 0 | 0 |  |  | 0 | 0
0 -11 |  | CP (kW / Annual kWh) | NCP (kW/ Annual kWh) | CEC (kW/ Annual kWh) |  | Monthly (kWh/ Annual kWh) | Avg Dmd (kW/ Annual kWh)
1999-01-01 |  | 0 | 0 |  |  | 0 | 0
1999-02-01 |  | 0 | 0 |  |  | 0 | 0
1999-03-01 |  | 0 | 0 |  |  | 0 | 0
1999-04-01 |  | 0 | 0 |  |  | 0 | 0
1999-05-01 |  | 0 | 0 |  |  | 0 | 0
1999-06-01 |  | 0 | 0 |  |  | 0 | 0
1999-07-01 |  | 0 | 0 |  |  | 0 | 0
1999-08-01 |  | 0 | 0 |  |  | 0 | 0
1999-09-01 |  | 0 | 0 |  |  | 0 | 0
1999-10-01 |  | 0 | 0 |  |  | 0 | 0
1999-11-01 |  | 0 | 0 |  |  | 0 | 0
1999-12-01 |  | 0 | 0 |  |  | 0 | 0
0 -12 |  | CP (kW / Annual kWh) | NCP (kW/ Annual kWh) | CEC (kW/ Annual kWh) |  | Monthly (kWh/ Annual kWh) | Avg Dmd (kW/ Annual kWh)
1999-01-01 |  | 0 | 0 |  |  | 0 | 0
1999-02-01 |  | 0 | 0 |  |  | 0 | 0
1999-03-01 |  | 0 | 0 |  |  | 0 | 0
1999-04-01 |  | 0 | 0 |  |  | 0 | 0
1999-05-01 |  | 0 | 0 |  |  | 0 | 0
1999-06-01 |  | 0 | 0 |  |  | 0 | 0
1999-07-01 |  | 0 | 0 |  |  | 0 | 0
1999-08-01 |  | 0 | 0 |  |  | 0 | 0
1999-09-01 |  | 0 | 0 |  |  | 0 | 0
1999-10-01 |  | 0 | 0 |  |  | 0 | 0
1999-11-01 |  | 0 | 0 |  |  | 0 | 0
1999-12-01 |  | 0 | 0 |  |  | 0 | 0
0 -13 |  | CP (kW / Annual kWh) | NCP (kW/ Annual kWh) | CEC (kW/ Annual kWh) |  | Monthly (kWh/ Annual kWh) | Avg Dmd (kW/ Annual kWh)
1999-01-01 |  | 0 | 0 |  |  | 0 | 0
1999-02-01 |  | 0 | 0 |  |  | 0 | 0
1999-03-01 |  | 0 | 0 |  |  | 0 | 0
1999-04-01 |  | 0 | 0 |  |  | 0 | 0
1999-05-01 |  | 0 | 0 |  |  | 0 | 0
1999-06-01 |  | 0 | 0 |  |  | 0 | 0
1999-07-01 |  | 0 | 0 |  |  | 0 | 0
1999-08-01 |  | 0 | 0 |  |  | 0 | 0
1999-09-01 |  | 0 | 0 |  |  | 0 | 0
1999-10-01 |  | 0 | 0 |  |  | 0 | 0
1999-11-01 |  | 0 | 0 |  |  | 0 | 0
1999-12-01 |  | 0 | 0 |  |  | 0 | 0
0 -16 |  | CP (kW / Annual kWh) | NCP (kW/ Annual kWh) | CEC (kW/ Annual kWh) |  | Monthly (kWh/ Annual kWh) | Avg Dmd (kW/ Annual kWh)
1999-01-01 |  | 0 | 0 |  |  | 0 | 0
1999-02-01 |  | 0 | 0 |  |  | 0 | 0
1999-03-01 |  | 0 | 0 |  |  | 0 | 0
1999-04-01 |  | 0 | 0 |  |  | 0 | 0
1999-05-01 |  | 0 | 0 |  |  | 0 | 0
1999-06-01 |  | 0 | 0 |  |  | 0 | 0
1999-07-01 |  | 0 | 0 |  |  | 0 | 0
1999-08-01 |  | 0 | 0 |  |  | 0 | 0
1999-09-01 |  | 0 | 0 |  |  | 0 | 0
1999-10-01 |  | 0 | 0 |  |  | 0 | 0
1999-11-01 |  | 0 | 0 |  |  | 0 | 0
1999-12-01 |  | 0 | 0 |  |  | 0 | 0
0 -1 |  | CP (kW / Annual kWh) | NCP (kW/ Annual kWh) | CEC (kW/ Annual kWh) |  | Monthly (kWh/ Annual kWh) | Avg Dmd (kW/ Annual kWh)
1999-01-01 |  | 0 | 0 |  |  | 0 | 0
1999-02-01 |  | 0 | 0 |  |  | 0 | 0
1999-03-01 |  | 0 | 0 |  |  | 0 | 0
1999-04-01 |  | 0 | 0 |  |  | 0 | 0
1999-05-01 |  | 0 | 0 |  |  | 0 | 0
1999-06-01 |  | 0 | 0 |  |  | 0 | 0
1999-07-01 |  | 0 | 0 |  |  | 0 | 0
1999-08-01 |  | 0 | 0 |  |  | 0 | 0
1999-09-01 |  | 0 | 0 |  |  | 0 | 0
1999-10-01 |  | 0 | 0 |  |  | 0 | 0
1999-11-01 |  | 0 | 0 |  |  | 0 | 0
1999-12-01 |  | 0 | 0 |  |  | 0 | 0
0 -2 |  | CP (kW / Annual kWh) | NCP (kW/ Annual kWh) | CEC (kW/ Annual kWh) |  | Monthly (kWh/ Annual kWh) | Avg Dmd (kW/ Annual kWh)
1999-01-01 |  | 0 | 0 |  |  | 0 | 0
1999-02-01 |  | 0 | 0 |  |  | 0 | 0
1999-03-01 |  | 0 | 0 |  |  | 0 | 0
1999-04-01 |  | 0 | 0 |  |  | 0 | 0
1999-05-01 |  | 0 | 0 |  |  | 0 | 0
1999-06-01 |  | 0 | 0 |  |  | 0 | 0
1999-07-01 |  | 0 | 0 |  |  | 0 | 0
1999-08-01 |  | 0 | 0 |  |  | 0 | 0
1999-09-01 |  | 0 | 0 |  |  | 0 | 0
1999-10-01 |  | 0 | 0 |  |  | 0 | 0
1999-11-01 |  | 0 | 0 |  |  | 0 | 0
1999-12-01 |  | 0 | 0 |  |  | 0 | 0
0 -3A |  | CP (kW / Annual kWh) | NCP (kW/ Annual kWh) | CEC (kW/ Annual kWh) |  | Monthly (kWh/ Annual kWh) | Avg Dmd (kW/ Annual kWh)
1999-01-01 |  | 0 | 0 |  |  | 0 | 0
1999-02-01 |  | 0 | 0 |  |  | 0 | 0
1999-03-01 |  | 0 | 0 |  |  | 0 | 0
1999-04-01 |  | 0 | 0 |  |  | 0 | 0
1999-05-01 |  | 0 | 0 |  |  | 0 | 0
1999-06-01 |  | 0 | 0 |  |  | 0 | 0
1999-07-01 |  | 0 | 0 |  |  | 0 | 0
1999-08-01 |  | 0 | 0 |  |  | 0 | 0
1999-09-01 |  | 0 | 0 |  |  | 0 | 0
1999-10-01 |  | 0 | 0 |  |  | 0 | 0
1999-11-01 |  | 0 | 0 |  |  | 0 | 0
1999-12-01 |  | 0 | 0 |  |  | 0 | 0
0 -3B |  | CP (kW / Annual kWh) | NCP (kW/ Annual kWh) | CEC (kW/ Annual kWh) |  | Monthly (kWh/ Annual kWh) | Avg Dmd (kW/ Annual kWh)
1999-01-01 |  | 0 | 0 |  |  | 0 | 0
1999-02-01 |  | 0 | 0 |  |  | 0 | 0
1999-03-01 |  | 0 | 0 |  |  | 0 | 0
1999-04-01 |  | 0 | 0 |  |  | 0 | 0
1999-05-01 |  | 0 | 0 |  |  | 0 | 0
1999-06-01 |  | 0 | 0 |  |  | 0 | 0
1999-07-01 |  | 0 | 0 |  |  | 0 | 0
1999-08-01 |  | 0 | 0 |  |  | 0 | 0
1999-09-01 |  | 0 | 0 |  |  | 0 | 0
1999-10-01 |  | 0 | 0 |  |  | 0 | 0
1999-11-01 |  | 0 | 0 |  |  | 0 | 0
1999-12-01 |  | 0 | 0 |  |  | 0 | 0
0 -4 |  | CP (kW / Annual kWh) | NCP (kW/ Annual kWh) | CEC (kW/ Annual kWh) |  | Monthly (kWh/ Annual kWh) | Avg Dmd (kW/ Annual kWh)
1999-01-01 |  | 0 | 0 |  |  | 0 | 0
1999-02-01 |  | 0 | 0 |  |  | 0 | 0
1999-03-01 |  | 0 | 0 |  |  | 0 | 0
1999-04-01 |  | 0 | 0 |  |  | 0 | 0
1999-05-01 |  | 0 | 0 |  |  | 0 | 0
1999-06-01 |  | 0 | 0 |  |  | 0 | 0
1999-07-01 |  | 0 | 0 |  |  | 0 | 0
1999-08-01 |  | 0 | 0 |  |  | 0 | 0
1999-09-01 |  | 0 | 0 |  |  | 0 | 0
1999-10-01 |  | 0 | 0 |  |  | 0 | 0
1999-11-01 |  | 0 | 0 |  |  | 0 | 0
1999-12-01 |  | 0 | 0 |  |  | 0 | 0
0 -5 |  | CP (kW / Annual kWh) | NCP (kW/ Annual kWh) | CEC (kW/ Annual kWh) |  | Monthly (kWh/ Annual kWh) | Avg Dmd (kW/ Annual kWh)
1999-01-01 |  | 0 | 0 |  |  | 0 | 0
1999-02-01 |  | 0 | 0 |  |  | 0 | 0
1999-03-01 |  | 0 | 0 |  |  | 0 | 0
1999-04-01 |  | 0 | 0 |  |  | 0 | 0
1999-05-01 |  | 0 | 0 |  |  | 0 | 0
1999-06-01 |  | 0 | 0 |  |  | 0 | 0
1999-07-01 |  | 0 | 0 |  |  | 0 | 0
1999-08-01 |  | 0 | 0 |  |  | 0 | 0
1999-09-01 |  | 0 | 0 |  |  | 0 | 0
1999-10-01 |  | 0 | 0 |  |  | 0 | 0
1999-11-01 |  | 0 | 0 |  |  | 0 | 0
1999-12-01 |  | 0 | 0 |  |  | 0 | 0
0 -11 |  | CP (kW / Annual kWh) | NCP (kW/ Annual kWh) | CEC (kW/ Annual kWh) |  | Monthly (kWh/ Annual kWh) | Avg Dmd (kW/ Annual kWh)
1999-01-01 |  | 0 | 0 |  |  | 0 | 0
1999-02-01 |  | 0 | 0 |  |  | 0 | 0
1999-03-01 |  | 0 | 0 |  |  | 0 | 0
1999-04-01 |  | 0 | 0 |  |  | 0 | 0
1999-05-01 |  | 0 | 0 |  |  | 0 | 0
1999-06-01 |  | 0 | 0 |  |  | 0 | 0
1999-07-01 |  | 0 | 0 |  |  | 0 | 0
1999-08-01 |  | 0 | 0 |  |  | 0 | 0
1999-09-01 |  | 0 | 0 |  |  | 0 | 0
1999-10-01 |  | 0 | 0 |  |  | 0 | 0
1999-11-01 |  | 0 | 0 |  |  | 0 | 0
1999-12-01 |  | 0 | 0 |  |  | 0 | 0
0 -12 |  | CP (kW / Annual kWh) | NCP (kW/ Annual kWh) | CEC (kW/ Annual kWh) |  | Monthly (kWh/ Annual kWh) | Avg Dmd (kW/ Annual kWh)
1999-01-01 |  | 0 | 0 |  |  | 0 | 0
1999-02-01 |  | 0 | 0 |  |  | 0 | 0
1999-03-01 |  | 0 | 0 |  |  | 0 | 0
1999-04-01 |  | 0 | 0 |  |  | 0 | 0
1999-05-01 |  | 0 | 0 |  |  | 0 | 0
1999-06-01 |  | 0 | 0 |  |  | 0 | 0
1999-07-01 |  | 0 | 0 |  |  | 0 | 0
1999-08-01 |  | 0 | 0 |  |  | 0 | 0
1999-09-01 |  | 0 | 0 |  |  | 0 | 0
1999-10-01 |  | 0 | 0 |  |  | 0 | 0
1999-11-01 |  | 0 | 0 |  |  | 0 | 0
1999-12-01 |  | 0 | 0 |  |  | 0 | 0
0 -13 |  | CP (kW / Annual kWh) | NCP (kW/ Annual kWh) | CEC (kW/ Annual kWh) |  | Monthly (kWh/ Annual kWh) | Avg Dmd (kW/ Annual kWh)
1999-01-01 |  | 0 | 0 |  |  | 0 | 0
1999-02-01 |  | 0 | 0 |  |  | 0 | 0
1999-03-01 |  | 0 | 0 |  |  | 0 | 0
1999-04-01 |  | 0 | 0 |  |  | 0 | 0
1999-05-01 |  | 0 | 0 |  |  | 0 | 0
1999-06-01 |  | 0 | 0 |  |  | 0 | 0
1999-07-01 |  | 0 | 0 |  |  | 0 | 0
1999-08-01 |  | 0 | 0 |  |  | 0 | 0
1999-09-01 |  | 0 | 0 |  |  | 0 | 0
1999-10-01 |  | 0 | 0 |  |  | 0 | 0
1999-11-01 |  | 0 | 0 |  |  | 0 | 0
1999-12-01 |  | 0 | 0 |  |  | 0 | 0
0 -16 |  | CP (kW / Annual kWh) | NCP (kW/ Annual kWh) | CEC (kW/ Annual kWh) |  | Monthly (kWh/ Annual kWh) | Avg Dmd (kW/ Annual kWh)
1999-01-01 |  | 0 | 0 |  |  | 0 | 0
1999-02-01 |  | 0 | 0 |  |  | 0 | 0
1999-03-01 |  | 0 | 0 |  |  | 0 | 0
1999-04-01 |  | 0 | 0 |  |  | 0 | 0
1999-05-01 |  | 0 | 0 |  |  | 0 | 0
1999-06-01 |  | 0 | 0 |  |  | 0 | 0
1999-07-01 |  | 0 | 0 |  |  | 0 | 0
1999-08-01 |  | 0 | 0 |  |  | 0 | 0
1999-09-01 |  | 0 | 0 |  |  | 0 | 0
1999-10-01 |  | 0 | 0 |  |  | 0 | 0
1999-11-01 |  | 0 | 0 |  |  | 0 | 0
1999-12-01 |  | 0 | 0 |  |  | 0 | 0
0 -1 |  | CP (kW / Annual kWh) | NCP (kW/ Annual kWh) | CEC (kW/ Annual kWh) |  | Monthly (kWh/ Annual kWh) | Avg Dmd (kW/ Annual kWh)
1999-01-01 |  | 0 | 0 |  |  | 0 | 0
1999-02-01 |  | 0 | 0 |  |  | 0 | 0
1999-03-01 |  | 0 | 0 |  |  | 0 | 0
1999-04-01 |  | 0 | 0 |  |  | 0 | 0
1999-05-01 |  | 0 | 0 |  |  | 0 | 0
1999-06-01 |  | 0 | 0 |  |  | 0 | 0
1999-07-01 |  | 0 | 0 |  |  | 0 | 0
1999-08-01 |  | 0 | 0 |  |  | 0 | 0
1999-09-01 |  | 0 | 0 |  |  | 0 | 0
1999-10-01 |  | 0 | 0 |  |  | 0 | 0
1999-11-01 |  | 0 | 0 |  |  | 0 | 0
1999-12-01 |  | 0 | 0 |  |  | 0 | 0
0 -2 |  | CP (kW / Annual kWh) | NCP (kW/ Annual kWh) | CEC (kW/ Annual kWh) |  | Monthly (kWh/ Annual kWh) | Avg Dmd (kW/ Annual kWh)
1999-01-01 |  | 0 | 0 |  |  | 0 | 0
1999-02-01 |  | 0 | 0 |  |  | 0 | 0
1999-03-01 |  | 0 | 0 |  |  | 0 | 0
1999-04-01 |  | 0 | 0 |  |  | 0 | 0
1999-05-01 |  | 0 | 0 |  |  | 0 | 0
1999-06-01 |  | 0 | 0 |  |  | 0 | 0
1999-07-01 |  | 0 | 0 |  |  | 0 | 0
1999-08-01 |  | 0 | 0 |  |  | 0 | 0
1999-09-01 |  | 0 | 0 |  |  | 0 | 0
1999-10-01 |  | 0 | 0 |  |  | 0 | 0
1999-11-01 |  | 0 | 0 |  |  | 0 | 0
1999-12-01 |  | 0 | 0 |  |  | 0 | 0
0 -3A |  | CP (kW / Annual kWh) | NCP (kW/ Annual kWh) | CEC (kW/ Annual kWh) |  | Monthly (kWh/ Annual kWh) | Avg Dmd (kW/ Annual kWh)
1999-01-01 |  | 0 | 0 |  |  | 0 | 0
1999-02-01 |  | 0 | 0 |  |  | 0 | 0
1999-03-01 |  | 0 | 0 |  |  | 0 | 0
1999-04-01 |  | 0 | 0 |  |  | 0 | 0
1999-05-01 |  | 0 | 0 |  |  | 0 | 0
1999-06-01 |  | 0 | 0 |  |  | 0 | 0
1999-07-01 |  | 0 | 0 |  |  | 0 | 0
1999-08-01 |  | 0 | 0 |  |  | 0 | 0
1999-09-01 |  | 0 | 0 |  |  | 0 | 0
1999-10-01 |  | 0 | 0 |  |  | 0 | 0
1999-11-01 |  | 0 | 0 |  |  | 0 | 0
1999-12-01 |  | 0 | 0 |  |  | 0 | 0
0 -3B |  | CP (kW / Annual kWh) | NCP (kW/ Annual kWh) | CEC (kW/ Annual kWh) |  | Monthly (kWh/ Annual kWh) | Avg Dmd (kW/ Annual kWh)
1999-01-01 |  | 0 | 0 |  |  | 0 | 0
1999-02-01 |  | 0 | 0 |  |  | 0 | 0
1999-03-01 |  | 0 | 0 |  |  | 0 | 0
1999-04-01 |  | 0 | 0 |  |  | 0 | 0
1999-05-01 |  | 0 | 0 |  |  | 0 | 0
1999-06-01 |  | 0 | 0 |  |  | 0 | 0
1999-07-01 |  | 0 | 0 |  |  | 0 | 0
1999-08-01 |  | 0 | 0 |  |  | 0 | 0
1999-09-01 |  | 0 | 0 |  |  | 0 | 0
1999-10-01 |  | 0 | 0 |  |  | 0 | 0
1999-11-01 |  | 0 | 0 |  |  | 0 | 0
1999-12-01 |  | 0 | 0 |  |  | 0 | 0
0 -4 |  | CP (kW / Annual kWh) | NCP (kW/ Annual kWh) | CEC (kW/ Annual kWh) |  | Monthly (kWh/ Annual kWh) | Avg Dmd (kW/ Annual kWh)
1999-01-01 |  | 0 | 0 |  |  | 0 | 0
1999-02-01 |  | 0 | 0 |  |  | 0 | 0
1999-03-01 |  | 0 | 0 |  |  | 0 | 0
1999-04-01 |  | 0 | 0 |  |  | 0 | 0
1999-05-01 |  | 0 | 0 |  |  | 0 | 0
1999-06-01 |  | 0 | 0 |  |  | 0 | 0
1999-07-01 |  | 0 | 0 |  |  | 0 | 0
1999-08-01 |  | 0 | 0 |  |  | 0 | 0
1999-09-01 |  | 0 | 0 |  |  | 0 | 0
1999-10-01 |  | 0 | 0 |  |  | 0 | 0
1999-11-01 |  | 0 | 0 |  |  | 0 | 0
1999-12-01 |  | 0 | 0 |  |  | 0 | 0
0 -5 |  | CP (kW / Annual kWh) | NCP (kW/ Annual kWh) | CEC (kW/ Annual kWh) |  | Monthly (kWh/ Annual kWh) | Avg Dmd (kW/ Annual kWh)
1999-01-01 |  | 0 | 0 |  |  | 0 | 0
1999-02-01 |  | 0 | 0 |  |  | 0 | 0
1999-03-01 |  | 0 | 0 |  |  | 0 | 0
1999-04-01 |  | 0 | 0 |  |  | 0 | 0
1999-05-01 |  | 0 | 0 |  |  | 0 | 0
1999-06-01 |  | 0 | 0 |  |  | 0 | 0
1999-07-01 |  | 0 | 0 |  |  | 0 | 0
1999-08-01 |  | 0 | 0 |  |  | 0 | 0
1999-09-01 |  | 0 | 0 |  |  | 0 | 0
1999-10-01 |  | 0 | 0 |  |  | 0 | 0
1999-11-01 |  | 0 | 0 |  |  | 0 | 0
1999-12-01 |  | 0 | 0 |  |  | 0 | 0
0 -11 |  | CP (kW / Annual kWh) | NCP (kW/ Annual kWh) | CEC (kW/ Annual kWh) |  | Monthly (kWh/ Annual kWh) | Avg Dmd (kW/ Annual kWh)
1999-01-01 |  | 0 | 0 |  |  | 0 | 0
1999-02-01 |  | 0 | 0 |  |  | 0 | 0
1999-03-01 |  | 0 | 0 |  |  | 0 | 0
1999-04-01 |  | 0 | 0 |  |  | 0 | 0
1999-05-01 |  | 0 | 0 |  |  | 0 | 0
1999-06-01 |  | 0 | 0 |  |  | 0 | 0
1999-07-01 |  | 0 | 0 |  |  | 0 | 0
1999-08-01 |  | 0 | 0 |  |  | 0 | 0
1999-09-01 |  | 0 | 0 |  |  | 0 | 0
1999-10-01 |  | 0 | 0 |  |  | 0 | 0
1999-11-01 |  | 0 | 0 |  |  | 0 | 0
1999-12-01 |  | 0 | 0 |  |  | 0 | 0
0 -12 |  | CP (kW / Annual kWh) | NCP (kW/ Annual kWh) | CEC (kW/ Annual kWh) |  | Monthly (kWh/ Annual kWh) | Avg Dmd (kW/ Annual kWh)
1999-01-01 |  | 0 | 0 |  |  | 0 | 0
1999-02-01 |  | 0 | 0 |  |  | 0 | 0
1999-03-01 |  | 0 | 0 |  |  | 0 | 0
1999-04-01 |  | 0 | 0 |  |  | 0 | 0
1999-05-01 |  | 0 | 0 |  |  | 0 | 0
1999-06-01 |  | 0 | 0 |  |  | 0 | 0
1999-07-01 |  | 0 | 0 |  |  | 0 | 0
1999-08-01 |  | 0 | 0 |  |  | 0 | 0
1999-09-01 |  | 0 | 0 |  |  | 0 | 0
1999-10-01 |  | 0 | 0 |  |  | 0 | 0
1999-11-01 |  | 0 | 0 |  |  | 0 | 0
1999-12-01 |  | 0 | 0 |  |  | 0 | 0
0 -13 |  | CP (kW / Annual kWh) | NCP (kW/ Annual kWh) | CEC (kW/ Annual kWh) |  | Monthly (kWh/ Annual kWh) | Avg Dmd (kW/ Annual kWh)
1999-01-01 |  | 0 | 0 |  |  | 0 | 0
1999-02-01 |  | 0 | 0 |  |  | 0 | 0
1999-03-01 |  | 0 | 0 |  |  | 0 | 0
1999-04-01 |  | 0 | 0 |  |  | 0 | 0
1999-05-01 |  | 0 | 0 |  |  | 0 | 0
1999-06-01 |  | 0 | 0 |  |  | 0 | 0
1999-07-01 |  | 0 | 0 |  |  | 0 | 0
1999-08-01 |  | 0 | 0 |  |  | 0 | 0
1999-09-01 |  | 0 | 0 |  |  | 0 | 0
1999-10-01 |  | 0 | 0 |  |  | 0 | 0
1999-11-01 |  | 0 | 0 |  |  | 0 | 0
1999-12-01 |  | 0 | 0 |  |  | 0 | 0
0 -16 |  | CP (kW / Annual kWh) | NCP (kW/ Annual kWh) | CEC (kW/ Annual kWh) |  | Monthly (kWh/ Annual kWh) | Avg Dmd (kW/ Annual kWh)
1999-01-01 |  | 0 | 0 |  |  | 0 | 0
1999-02-01 |  | 0 | 0 |  |  | 0 | 0
1999-03-01 |  | 0 | 0 |  |  | 0 | 0
1999-04-01 |  | 0 | 0 |  |  | 0 | 0
1999-05-01 |  | 0 | 0 |  |  | 0 | 0
1999-06-01 |  | 0 | 0 |  |  | 0 | 0
1999-07-01 |  | 0 | 0 |  |  | 0 | 0
1999-08-01 |  | 0 | 0 |  |  | 0 | 0
1999-09-01 |  | 0 | 0 |  |  | 0 | 0
1999-10-01 |  | 0 | 0 |  |  | 0 | 0
1999-11-01 |  | 0 | 0 |  |  | 0 | 0
1999-12-01 |  | 0 | 0 |  |  | 0 | 0
0 -1 |  | CP (kW / Annual kWh) | NCP (kW/ Annual kWh) | CEC (kW/ Annual kWh) |  | Monthly (kWh/ Annual kWh) | Avg Dmd (kW/ Annual kWh)
1999-01-01 |  | 0 | 0 |  |  | 0 | 0
1999-02-01 |  | 0 | 0 |  |  | 0 | 0
1999-03-01 |  | 0 | 0 |  |  | 0 | 0
1999-04-01 |  | 0 | 0 |  |  | 0 | 0
1999-05-01 |  | 0 | 0 |  |  | 0 | 0
1999-06-01 |  | 0 | 0 |  |  | 0 | 0
1999-07-01 |  | 0 | 0 |  |  | 0 | 0
1999-08-01 |  | 0 | 0 |  |  | 0 | 0
1999-09-01 |  | 0 | 0 |  |  | 0 | 0
1999-10-01 |  | 0 | 0 |  |  | 0 | 0
1999-11-01 |  | 0 | 0 |  |  | 0 | 0
1999-12-01 |  | 0 | 0 |  |  | 0 | 0
0 -2 |  | CP (kW / Annual kWh) | NCP (kW/ Annual kWh) | CEC (kW/ Annual kWh) |  | Monthly (kWh/ Annual kWh) | Avg Dmd (kW/ Annual kWh)
1999-01-01 |  | 0 | 0 |  |  | 0 | 0
1999-02-01 |  | 0 | 0 |  |  | 0 | 0
1999-03-01 |  | 0 | 0 |  |  | 0 | 0
1999-04-01 |  | 0 | 0 |  |  | 0 | 0
1999-05-01 |  | 0 | 0 |  |  | 0 | 0
1999-06-01 |  | 0 | 0 |  |  | 0 | 0
1999-07-01 |  | 0 | 0 |  |  | 0 | 0
1999-08-01 |  | 0 | 0 |  |  | 0 | 0
1999-09-01 |  | 0 | 0 |  |  | 0 | 0
1999-10-01 |  | 0 | 0 |  |  | 0 | 0
1999-11-01 |  | 0 | 0 |  |  | 0 | 0
1999-12-01 |  | 0 | 0 |  |  | 0 | 0
0 -3A |  | CP (kW / Annual kWh) | NCP (kW/ Annual kWh) | CEC (kW/ Annual kWh) |  | Monthly (kWh/ Annual kWh) | Avg Dmd (kW/ Annual kWh)
1999-01-01 |  | 0 | 0 |  |  | 0 | 0
1999-02-01 |  | 0 | 0 |  |  | 0 | 0
1999-03-01 |  | 0 | 0 |  |  | 0 | 0
1999-04-01 |  | 0 | 0 |  |  | 0 | 0
1999-05-01 |  | 0 | 0 |  |  | 0 | 0
1999-06-01 |  | 0 | 0 |  |  | 0 | 0
1999-07-01 |  | 0 | 0 |  |  | 0 | 0
1999-08-01 |  | 0 | 0 |  |  | 0 | 0
1999-09-01 |  | 0 | 0 |  |  | 0 | 0
1999-10-01 |  | 0 | 0 |  |  | 0 | 0
1999-11-01 |  | 0 | 0 |  |  | 0 | 0
1999-12-01 |  | 0 | 0 |  |  | 0 | 0
0 -3B |  | CP (kW / Annual kWh) | NCP (kW/ Annual kWh) | CEC (kW/ Annual kWh) |  | Monthly (kWh/ Annual kWh) | Avg Dmd (kW/ Annual kWh)
1999-01-01 |  | 0 | 0 |  |  | 0 | 0
1999-02-01 |  | 0 | 0 |  |  | 0 | 0
1999-03-01 |  | 0 | 0 |  |  | 0 | 0
1999-04-01 |  | 0 | 0 |  |  | 0 | 0
1999-05-01 |  | 0 | 0 |  |  | 0 | 0
1999-06-01 |  | 0 | 0 |  |  | 0 | 0
1999-07-01 |  | 0 | 0 |  |  | 0 | 0
1999-08-01 |  | 0 | 0 |  |  | 0 | 0
1999-09-01 |  | 0 | 0 |  |  | 0 | 0
1999-10-01 |  | 0 | 0 |  |  | 0 | 0
1999-11-01 |  | 0 | 0 |  |  | 0 | 0
1999-12-01 |  | 0 | 0 |  |  | 0 | 0
0 -4 |  | CP (kW / Annual kWh) | NCP (kW/ Annual kWh) | CEC (kW/ Annual kWh) |  | Monthly (kWh/ Annual kWh) | Avg Dmd (kW/ Annual kWh)
1999-01-01 |  | 0 | 0 |  |  | 0 | 0
1999-02-01 |  | 0 | 0 |  |  | 0 | 0
1999-03-01 |  | 0 | 0 |  |  | 0 | 0
1999-04-01 |  | 0 | 0 |  |  | 0 | 0
1999-05-01 |  | 0 | 0 |  |  | 0 | 0
1999-06-01 |  | 0 | 0 |  |  | 0 | 0
1999-07-01 |  | 0 | 0 |  |  | 0 | 0
1999-08-01 |  | 0 | 0 |  |  | 0 | 0
1999-09-01 |  | 0 | 0 |  |  | 0 | 0
1999-10-01 |  | 0 | 0 |  |  | 0 | 0
1999-11-01 |  | 0 | 0 |  |  | 0 | 0
1999-12-01 |  | 0 | 0 |  |  | 0 | 0
0 -5 |  | CP (kW / Annual kWh) | NCP (kW/ Annual kWh) | CEC (kW/ Annual kWh) |  | Monthly (kWh/ Annual kWh) | Avg Dmd (kW/ Annual kWh)
1999-01-01 |  | 0 | 0 |  |  | 0 | 0
1999-02-01 |  | 0 | 0 |  |  | 0 | 0
1999-03-01 |  | 0 | 0 |  |  | 0 | 0
1999-04-01 |  | 0 | 0 |  |  | 0 | 0
1999-05-01 |  | 0 | 0 |  |  | 0 | 0
1999-06-01 |  | 0 | 0 |  |  | 0 | 0
1999-07-01 |  | 0 | 0 |  |  | 0 | 0
1999-08-01 |  | 0 | 0 |  |  | 0 | 0
1999-09-01 |  | 0 | 0 |  |  | 0 | 0
1999-10-01 |  | 0 | 0 |  |  | 0 | 0
1999-11-01 |  | 0 | 0 |  |  | 0 | 0
1999-12-01 |  | 0 | 0 |  |  | 0 | 0
0 -11 |  | CP (kW / Annual kWh) | NCP (kW/ Annual kWh) | CEC (kW/ Annual kWh) |  | Monthly (kWh/ Annual kWh) | Avg Dmd (kW/ Annual kWh)
1999-01-01 |  | 0 | 0 |  |  | 0 | 0
1999-02-01 |  | 0 | 0 |  |  | 0 | 0
1999-03-01 |  | 0 | 0 |  |  | 0 | 0
1999-04-01 |  | 0 | 0 |  |  | 0 | 0
1999-05-01 |  | 0 | 0 |  |  | 0 | 0
1999-06-01 |  | 0 | 0 |  |  | 0 | 0
1999-07-01 |  | 0 | 0 |  |  | 0 | 0
1999-08-01 |  | 0 | 0 |  |  | 0 | 0
1999-09-01 |  | 0 | 0 |  |  | 0 | 0
1999-10-01 |  | 0 | 0 |  |  | 0 | 0
1999-11-01 |  | 0 | 0 |  |  | 0 | 0
1999-12-01 |  | 0 | 0 |  |  | 0 | 0
0 -12 |  | CP (kW / Annual kWh) | NCP (kW/ Annual kWh) | CEC (kW/ Annual kWh) |  | Monthly (kWh/ Annual kWh) | Avg Dmd (kW/ Annual kWh)
1999-01-01 |  | 0 | 0 |  |  | 0 | 0
1999-02-01 |  | 0 | 0 |  |  | 0 | 0
1999-03-01 |  | 0 | 0 |  |  | 0 | 0
1999-04-01 |  | 0 | 0 |  |  | 0 | 0
1999-05-01 |  | 0 | 0 |  |  | 0 | 0
1999-06-01 |  | 0 | 0 |  |  | 0 | 0
1999-07-01 |  | 0 | 0 |  |  | 0 | 0
1999-08-01 |  | 0 | 0 |  |  | 0 | 0
1999-09-01 |  | 0 | 0 |  |  | 0 | 0
1999-10-01 |  | 0 | 0 |  |  | 0 | 0
1999-11-01 |  | 0 | 0 |  |  | 0 | 0
1999-12-01 |  | 0 | 0 |  |  | 0 | 0
0 -13 |  | CP (kW / Annual kWh) | NCP (kW/ Annual kWh) | CEC (kW/ Annual kWh) |  | Monthly (kWh/ Annual kWh) | Avg Dmd (kW/ Annual kWh)
1999-01-01 |  | 0 | 0 |  |  | 0 | 0
1999-02-01 |  | 0 | 0 |  |  | 0 | 0
1999-03-01 |  | 0 | 0 |  |  | 0 | 0
1999-04-01 |  | 0 | 0 |  |  | 0 | 0
1999-05-01 |  | 0 | 0 |  |  | 0 | 0
1999-06-01 |  | 0 | 0 |  |  | 0 | 0
1999-07-01 |  | 0 | 0 |  |  | 0 | 0
1999-08-01 |  | 0 | 0 |  |  | 0 | 0
1999-09-01 |  | 0 | 0 |  |  | 0 | 0
1999-10-01 |  | 0 | 0 |  |  | 0 | 0
1999-11-01 |  | 0 | 0 |  |  | 0 | 0
1999-12-01 |  | 0 | 0 |  |  | 0 | 0
0 -16 |  | CP (kW / Annual kWh) | NCP (kW/ Annual kWh) | CEC (kW/ Annual kWh) |  | Monthly (kWh/ Annual kWh) | Avg Dmd (kW/ Annual kWh)
1999-01-01 |  | 0 | 0 |  |  | 0 | 0
1999-02-01 |  | 0 | 0 |  |  | 0 | 0
1999-03-01 |  | 0 | 0 |  |  | 0 | 0
1999-04-01 |  | 0 | 0 |  |  | 0 | 0
1999-05-01 |  | 0 | 0 |  |  | 0 | 0
1999-06-01 |  | 0 | 0 |  |  | 0 | 0
1999-07-01 |  | 0 | 0 |  |  | 0 | 0
1999-08-01 |  | 0 | 0 |  |  | 0 | 0
1999-09-01 |  | 0 | 0 |  |  | 0 | 0
1999-10-01 |  | 0 | 0 |  |  | 0 | 0
1999-11-01 |  | 0 | 0 |  |  | 0 | 0
1999-12-01 |  | 0 | 0 |  |  | 0 | 0
0 -1 |  | CP (kW / Annual kWh) | NCP (kW/ Annual kWh) | CEC (kW/ Annual kWh) |  | Monthly (kWh/ Annual kWh) | Avg Dmd (kW/ Annual kWh)
1999-01-01 |  | 0 | 0 |  |  | 0 | 0
1999-02-01 |  | 0 | 0 |  |  | 0 | 0
1999-03-01 |  | 0 | 0 |  |  | 0 | 0
1999-04-01 |  | 0 | 0 |  |  | 0 | 0
1999-05-01 |  | 0 | 0 |  |  | 0 | 0
1999-06-01 |  | 0 | 0 |  |  | 0 | 0
1999-07-01 |  | 0 | 0 |  |  | 0 | 0
1999-08-01 |  | 0 | 0 |  |  | 0 | 0
1999-09-01 |  | 0 | 0 |  |  | 0 | 0
1999-10-01 |  | 0 | 0 |  |  | 0 | 0
1999-11-01 |  | 0 | 0 |  |  | 0 | 0
1999-12-01 |  | 0 | 0 |  |  | 0 | 0
0 -2 |  | CP (kW / Annual kWh) | NCP (kW/ Annual kWh) | CEC (kW/ Annual kWh) |  | Monthly (kWh/ Annual kWh) | Avg Dmd (kW/ Annual kWh)
1999-01-01 |  | 0 | 0 |  |  | 0 | 0
1999-02-01 |  | 0 | 0 |  |  | 0 | 0
1999-03-01 |  | 0 | 0 |  |  | 0 | 0
1999-04-01 |  | 0 | 0 |  |  | 0 | 0
1999-05-01 |  | 0 | 0 |  |  | 0 | 0
1999-06-01 |  | 0 | 0 |  |  | 0 | 0
1999-07-01 |  | 0 | 0 |  |  | 0 | 0
1999-08-01 |  | 0 | 0 |  |  | 0 | 0
1999-09-01 |  | 0 | 0 |  |  | 0 | 0
1999-10-01 |  | 0 | 0 |  |  | 0 | 0
1999-11-01 |  | 0 | 0 |  |  | 0 | 0
1999-12-01 |  | 0 | 0 |  |  | 0 | 0
0 -3A |  | CP (kW / Annual kWh) | NCP (kW/ Annual kWh) | CEC (kW/ Annual kWh) |  | Monthly (kWh/ Annual kWh) | Avg Dmd (kW/ Annual kWh)
1999-01-01 |  | 0 | 0 |  |  | 0 | 0
1999-02-01 |  | 0 | 0 |  |  | 0 | 0
1999-03-01 |  | 0 | 0 |  |  | 0 | 0
1999-04-01 |  | 0 | 0 |  |  | 0 | 0
1999-05-01 |  | 0 | 0 |  |  | 0 | 0
1999-06-01 |  | 0 | 0 |  |  | 0 | 0
1999-07-01 |  | 0 | 0 |  |  | 0 | 0
1999-08-01 |  | 0 | 0 |  |  | 0 | 0
1999-09-01 |  | 0 | 0 |  |  | 0 | 0
1999-10-01 |  | 0 | 0 |  |  | 0 | 0
1999-11-01 |  | 0 | 0 |  |  | 0 | 0
1999-12-01 |  | 0 | 0 |  |  | 0 | 0
0 -3B |  | CP (kW / Annual kWh) | NCP (kW/ Annual kWh) | CEC (kW/ Annual kWh) |  | Monthly (kWh/ Annual kWh) | Avg Dmd (kW/ Annual kWh)
1999-01-01 |  | 0 | 0 |  |  | 0 | 0
1999-02-01 |  | 0 | 0 |  |  | 0 | 0
1999-03-01 |  | 0 | 0 |  |  | 0 | 0
1999-04-01 |  | 0 | 0 |  |  | 0 | 0
1999-05-01 |  | 0 | 0 |  |  | 0 | 0
1999-06-01 |  | 0 | 0 |  |  | 0 | 0
1999-07-01 |  | 0 | 0 |  |  | 0 | 0
1999-08-01 |  | 0 | 0 |  |  | 0 | 0
1999-09-01 |  | 0 | 0 |  |  | 0 | 0
1999-10-01 |  | 0 | 0 |  |  | 0 | 0
1999-11-01 |  | 0 | 0 |  |  | 0 | 0
1999-12-01 |  | 0 | 0 |  |  | 0 | 0
0 -4 |  | CP (kW / Annual kWh) | NCP (kW/ Annual kWh) | CEC (kW/ Annual kWh) |  | Monthly (kWh/ Annual kWh) | Avg Dmd (kW/ Annual kWh)
1999-01-01 |  | 0 | 0 |  |  | 0 | 0
1999-02-01 |  | 0 | 0 |  |  | 0 | 0
1999-03-01 |  | 0 | 0 |  |  | 0 | 0
1999-04-01 |  | 0 | 0 |  |  | 0 | 0
1999-05-01 |  | 0 | 0 |  |  | 0 | 0
1999-06-01 |  | 0 | 0 |  |  | 0 | 0
1999-07-01 |  | 0 | 0 |  |  | 0 | 0
1999-08-01 |  | 0 | 0 |  |  | 0 | 0
1999-09-01 |  | 0 | 0 |  |  | 0 | 0
1999-10-01 |  | 0 | 0 |  |  | 0 | 0
1999-11-01 |  | 0 | 0 |  |  | 0 | 0
1999-12-01 |  | 0 | 0 |  |  | 0 | 0
0 -5 |  | CP (kW / Annual kWh) | NCP (kW/ Annual kWh) | CEC (kW/ Annual kWh) |  | Monthly (kWh/ Annual kWh) | Avg Dmd (kW/ Annual kWh)
1999-01-01 |  | 0 | 0 |  |  | 0 | 0
1999-02-01 |  | 0 | 0 |  |  | 0 | 0
1999-03-01 |  | 0 | 0 |  |  | 0 | 0
1999-04-01 |  | 0 | 0 |  |  | 0 | 0
1999-05-01 |  | 0 | 0 |  |  | 0 | 0
1999-06-01 |  | 0 | 0 |  |  | 0 | 0
1999-07-01 |  | 0 | 0 |  |  | 0 | 0
1999-08-01 |  | 0 | 0 |  |  | 0 | 0
1999-09-01 |  | 0 | 0 |  |  | 0 | 0
1999-10-01 |  | 0 | 0 |  |  | 0 | 0
1999-11-01 |  | 0 | 0 |  |  | 0 | 0
1999-12-01 |  | 0 | 0 |  |  | 0 | 0
0 -11 |  | CP (kW / Annual kWh) | NCP (kW/ Annual kWh) | CEC (kW/ Annual kWh) |  | Monthly (kWh/ Annual kWh) | Avg Dmd (kW/ Annual kWh)
1999-01-01 |  | 0 | 0 |  |  | 0 | 0
1999-02-01 |  | 0 | 0 |  |  | 0 | 0
1999-03-01 |  | 0 | 0 |  |  | 0 | 0
1999-04-01 |  | 0 | 0 |  |  | 0 | 0
1999-05-01 |  | 0 | 0 |  |  | 0 | 0
1999-06-01 |  | 0 | 0 |  |  | 0 | 0
1999-07-01 |  | 0 | 0 |  |  | 0 | 0
1999-08-01 |  | 0 | 0 |  |  | 0 | 0
1999-09-01 |  | 0 | 0 |  |  | 0 | 0
1999-10-01 |  | 0 | 0 |  |  | 0 | 0
1999-11-01 |  | 0 | 0 |  |  | 0 | 0
1999-12-01 |  | 0 | 0 |  |  | 0 | 0
0 -12 |  | CP (kW / Annual kWh) | NCP (kW/ Annual kWh) | CEC (kW/ Annual kWh) |  | Monthly (kWh/ Annual kWh) | Avg Dmd (kW/ Annual kWh)
1999-01-01 |  | 0 | 0 |  |  | 0 | 0
1999-02-01 |  | 0 | 0 |  |  | 0 | 0
1999-03-01 |  | 0 | 0 |  |  | 0 | 0
1999-04-01 |  | 0 | 0 |  |  | 0 | 0
1999-05-01 |  | 0 | 0 |  |  | 0 | 0
1999-06-01 |  | 0 | 0 |  |  | 0 | 0
1999-07-01 |  | 0 | 0 |  |  | 0 | 0
1999-08-01 |  | 0 | 0 |  |  | 0 | 0
1999-09-01 |  | 0 | 0 |  |  | 0 | 0
1999-10-01 |  | 0 | 0 |  |  | 0 | 0
1999-11-01 |  | 0 | 0 |  |  | 0 | 0
1999-12-01 |  | 0 | 0 |  |  | 0 | 0
0 -13 |  | CP (kW / Annual kWh) | NCP (kW/ Annual kWh) | CEC (kW/ Annual kWh) |  | Monthly (kWh/ Annual kWh) | Avg Dmd (kW/ Annual kWh)
1999-01-01 |  | 0 | 0 |  |  | 0 | 0
1999-02-01 |  | 0 | 0 |  |  | 0 | 0
1999-03-01 |  | 0 | 0 |  |  | 0 | 0
1999-04-01 |  | 0 | 0 |  |  | 0 | 0
1999-05-01 |  | 0 | 0 |  |  | 0 | 0
1999-06-01 |  | 0 | 0 |  |  | 0 | 0
1999-07-01 |  | 0 | 0 |  |  | 0 | 0
1999-08-01 |  | 0 | 0 |  |  | 0 | 0
1999-09-01 |  | 0 | 0 |  |  | 0 | 0
1999-10-01 |  | 0 | 0 |  |  | 0 | 0
1999-11-01 |  | 0 | 0 |  |  | 0 | 0
1999-12-01 |  | 0 | 0 |  |  | 0 | 0
0 -16 |  | CP (kW / Annual kWh) | NCP (kW/ Annual kWh) | CEC (kW/ Annual kWh) |  | Monthly (kWh/ Annual kWh) | Avg Dmd (kW/ Annual kWh)
1999-01-01 |  | 0 | 0 |  |  | 0 | 0
1999-02-01 |  | 0 | 0 |  |  | 0 | 0
1999-03-01 |  | 0 | 0 |  |  | 0 | 0
1999-04-01 |  | 0 | 0 |  |  | 0 | 0
1999-05-01 |  | 0 | 0 |  |  | 0 | 0
1999-06-01 |  | 0 | 0 |  |  | 0 | 0
1999-07-01 |  | 0 | 0 |  |  | 0 | 0
1999-08-01 |  | 0 | 0 |  |  | 0 | 0
1999-09-01 |  | 0 | 0 |  |  | 0 | 0
1999-10-01 |  | 0 | 0 |  |  | 0 | 0
1999-11-01 |  | 0 | 0 |  |  | 0 | 0
1999-12-01 |  | 0 | 0 |  |  | 0 | 0
Note on G4: Quarter 1 through 4

## Notes
Notes
2005-03-22
Changed year offset functions in Main Output form Gen and T&D section to remove "-1" from column offset.
Changed NCP to max of TOU, not just CP.
2005-04-19
Removed PSP programs
Reset Max measures
Added five years to analysis
No Generation Capacity Cost
NCP set to max of seasonal Tou factors
2005-04-21
Corrected indexing for system benefits
2006-06-05
Updated Links to 6-1-06 avoided costs
Changed CEC end use categories, used detailed categories except for Process

## Main
Updated 6/28/2011 | [13 empty] | 0 | 0 | 0 | 0 | 1 | 1 | 1 | 1 | 2 | 2 | 2 | 2 | 3 | 3 | 3 | 3 | 4 | 4 | 4 | 4 | 5 | 5 | 5 | 5 | 6 | 6 | 6 | 6 | 7 | 7 | 7 | 7 | 8 | 8 | 8 | 8 | 9 | 9 | 9 | 9 | 10 | 10 | 10 | 10 | 11 | 11 | 11 | 11 | 12 | 12 | 12 | 12 | 13 | 13 | 13 | 13 | 14 | 14 | 14 | 14 | 15 | 15 | 15 | 15 | 16 | 16 | 16 | 16 | 17 | 17 | 17 | 17 | 18 | 18 | 18 | 18 | 19 | 19 | 19 | 19 | 20 | 20 | 20 | 20 | 21 | 21 | 21 | 21 | 22 | 22 | 22 | 22 | 23 | 23 | 23 | 23 | 24 | 24 | 24 | 24
[14 empty] | 2013 |  |  |  | 2014 |  |  |  | 2015 |  |  |  | 2016 |  |  |  | 2017 |  |  |  | 2018 |  |  |  | 2019 |  |  |  | 2020 |  |  |  | 2021 |  |  |  | 2022 |  |  |  | 2023 |  |  |  | 2024 |  |  |  | 2025 |  |  |  | 2026 |  |  |  | 2027 |  |  |  | 2028 |  |  |  | 2029 |  |  |  | 2030 |  |  |  | 2031 |  |  |  | 2032 |  |  |  | 2033 |  |  |  | 2034 |  |  |  | 2035 |  |  |  | 2036 |  |  |  | 2037
Load Shape to Use | 17 | Shape | 17 | MaxShape |  |  |  |  | Sector | End Use | CZ Name | ComboName |  | 1 | 2 | 3 | 4 | 1 | 2 | 3 | 4 | 1 | 2 | 3 | 4 | 1 | 2 | 3 | 4 | 1 | 2 | 3 | 4 | 1 | 2 | 3 | 4 | 1 | 2 | 3 | 4 | 1 | 2 | 3 | 4 | 1 | 2 | 3 | 4 | 1 | 2 | 3 | 4 | 1 | 2 | 3 | 4 | 1 | 2 | 3 | 4 | 1 | 2 | 3 | 4 | 1 | 2 | 3 | 4 | 1 | 2 | 3 | 4 | 1 | 2 | 3 | 4 | 1 | 2 | 3 | 4 | 1 | 2 | 3 | 4 | 1 | 2 | 3 | 4 | 1 | 2 | 3 | 4 | 1 | 2 | 3 | 4 | 1 | 2 | 3 | 4 | 1 | 2 | 3 | 4 | 1 | 2 | 3 | 4 | 1 | 2 | 3 | 4
Climate Zone | 10 | CZ | 10 | MaxCZ |  |  | Energy | Gen ($/Annual kWh) | AGRICULTURAL | 19= Agricultural EMS | All | Gen:AGRICULTURAL:19= Agricultural EMS:All | Other | 0.010481 | 0.026085 | 0.034156 | 0.018854 | 0.011211 | 0.028341 | 0.037203 | 0.020406 | 0.011754 | 0.030254 | 0.039826 | 0.021688 | 0.012706 | 0.032969 | 0.043454 | 0.023585 | 0.013194 | 0.034771 | 0.045939 | 0.024782 | 0.013712 | 0.03587 | 0.047337 | 0.025611 | 0.014231 | 0.036976 | 0.048745 | 0.026443 | 0.015377 | 0.039311 | 0.051691 | 0.028219 | 0.015943 | 0.040488 | 0.053183 | 0.029111 | 0.016514 | 0.041672 | 0.054683 | 0.030008 | 0.01719 | 0.042969 | 0.056299 | 0.031015 | 0.017607 | 0.044087 | 0.057779 | 0.031808 | 0.018475 | 0.045567 | 0.059572 | 0.033 | 0.019339 | 0.04706 | 0.061387 | 0.034198 | 0.020186 | 0.048567 | 0.063234 | 0.035397 | 0.021016 | 0.050073 | 0.065085 | 0.036586 | 0.021848 | 0.051621 | 0.067001 | 0.037799 | 0.022718 | 0.053201 | 0.068945 | 0.039046 | 0.023371 | 0.054393 | 0.070414 | 0.039987 | 0.024046 | 0.055614 | 0.071915 | 0.040952 | 0.024721 | 0.056851 | 0.073441 | 0.041927 | 0.025404 | 0.058104 | 0.074987 | 0.042914 | 0.026068 | 0.059312 | 0.076474 | 0.043868 | 0.026741 | 0.060538 | 0.077985 | 0.044835 | 0.027413 | 0.061765 | 0.079496 | 0.045803 | Qtr_Gen
[7 empty] | T&D Capacity | T&D ($/peak kW) | AGRICULTURAL | 19= Agricultural EMS | 16 | TD:AGRICULTURAL:19= Agricultural EMS:16 |  | #REF! | #REF! | #REF! | #REF! | #REF! | #REF! | #REF! | #REF! | #REF! | #REF! | #REF! | #REF! | #REF! | #REF! | #REF! | #REF! | #REF! | #REF! | #REF! | #REF! | #REF! | #REF! | #REF! | #REF! | #REF! | #REF! | #REF! | #REF! | #REF! | #REF! | #REF! | #REF! | #REF! | #REF! | #REF! | #REF! | #REF! | #REF! | #REF! | #REF! | #REF! | #REF! | #REF! | #REF! | #REF! | #REF! | #REF! | #REF! | #REF! | #REF! | #REF! | #REF! | #REF! | #REF! | #REF! | #REF! | #REF! | #REF! | #REF! | #REF! | #REF! | #REF! | #REF! | #REF! | #REF! | #REF! | #REF! | #REF! | #REF! | #REF! | #REF! | #REF! | #REF! | #REF! | #REF! | #REF! | #REF! | #REF! | #REF! | #REF! | #REF! | #REF! | #REF! | #REF! | #REF! | #REF! | #REF! | #REF! | #REF! | #REF! | #REF! | #REF! | #REF! | #REF! | #REF! | #REF! | #REF! | #REF! | #REF! | #REF! | Qtr_TD
[8 empty] | '[PG&E_hourlycosts_2010_ca_avg.xlsx]PG&E-CZ16-Weighted Average-S'!$f$8767 | [5 empty] | 2013 1: #REF!; 2013 2: TD_Sum
[14 empty] | CP (kW per annual kWh) | [11 empty] | NCP (kW/ Annual kWh) | [11 empty] | Monthly (kWh/ Annual kWh) | [11 empty] | Emissions per annual kWh
[13 empty] | Demand Scaler | Jan | Feb | Mar | Apr | May | Jun | Jul | Aug | Sep | Oct | Nov | Dec | Jan | Feb | Mar | Apr | May | Jun | Jul | Aug | Sep | Oct | Nov | Dec | Jan | Feb | Mar | Apr | May | Jun | Jul | Aug | Sep | Oct | Nov | Dec | Co2 | Nox | PM10
|  | Month | Hour Start |  |  |  |  | Load Impacts | AGRICULTURAL | 19= Agricultural EMS | NA | Load:AGRICULTURAL:19= Agricultural EMS:NA | kW | 0.81 | 0.81 | 0.81 | 1 | 1 | 1 | 1 | 1 | 1 | 1 | 0.81 | 0.81 | 0.81 | 0.81 | 0.81 | 1.17 | 1.17 | 1.17 | 1.17 | 1.17 | 1.17 | 1.17 | 0.81 | 0.81 | 0.058 | 0.058 | 0.058 | 0.10143 | 0.10143 | 0.10143 | 0.10143 | 0.10143 | 0.10143 | 0.10143 | 0.058 | 0.058 | 0.00050007 | 0.00011973 | 6.6186e-05 | Mo_Impact
|  | 1999-01-01 | 1 | 744
|  | 1999-02-01 | 745 | 672
|  | 1999-03-01 | 1417 | 744
|  | 1999-04-01 | 2161 | 720
|  | 1999-05-01 | 2881 | 744
|  | 1999-06-01 | 3625 | 720
|  | 1999-07-01 | 4345 | 744
|  | 1999-08-01 | 5089 | 744
|  | 1999-09-01 | 5833 | 720
|  | 1999-10-01 | 6553 | 744
|  | 1999-11-01 | 7297 | 720
|  | 1999-12-01 | 8017 | 744
|  | 2000-01-01 | 8761
Monthly Coincident Peak
|  | Month | Rank | Volume | Index | Load Value |  | All values normalized to 1.0 for total annual savings | [5 empty] | CP (kW per annual kWh) Feb: Mo_Impact
|  | Jan | 1 | 26004.35 | 307 | 0 |  | Mulitply by summer peak kW reduction and annual savings to derive actual savings
|  |  | 2 | 25966.05 | 306 | 0
|  |  | 3 | 25721.5 | 115 | 0
|  |  | 4 | 25570.6 | 114 | 0
|  |  | 5 | 25505.35 | 163 | 0
|  | Feb | 1 | 24085.05 | 787 | 0
|  |  | 2 | 23994.9 | 955 | 0
|  |  | 3 | 23971.35 | 811 | 0
|  |  | 4 | 23927.3 | 1291 | 0
|  |  | 5 | 23897.9 | 1267 | 0
|  | Mar | 1 | 24411.4 | 1651 | 0
|  |  | 2 | 24335.65 | 1435 | 0
|  |  | 3 | 24288.3 | 1483 | 0
|  |  | 4 | 24272.5 | 1627 | 0
|  |  | 5 | 24161.95 | 1507 | 0
|  | Apr | 1 | 23517.0667 | 2179 | 0
|  |  | 2 | 23457.6667 | 2180 | 0
|  |  | 3 | 23362.7333 | 2301 | 0
|  |  | 4 | 23341.1333 | 2655 | 0
|  |  | 5 | 23253.0333 | 2654 | 0
|  | May | 1 | 24260.7 | 3518 | 0
|  |  | 2 | 24201.15 | 3519 | 0
|  |  | 3 | 24112.3 | 3520 | 0
|  |  | 4 | 24046.95 | 3517 | 0
|  |  | 5 | 24016 | 3521 | 0
|  | Jun | 1 | 29991.9 | 4336 | 0
|  |  | 2 | 29986.75 | 4337 | 0
|  |  | 3 | 29914 | 4335 | 0
|  |  | 4 | 29396.2 | 4338 | 0
|  |  | 5 | 29212.2 | 4312 | 0
|  | Jul | 1 | 33706.05 | 4649 | 0
|  |  | 2 | 33601.1 | 4647 | 0
|  |  | 3 | 33576.55 | 4648 | 0
|  |  | 4 | 33488.05 | 4696 | 0
|  |  | 5 | 33330.5 | 4695 | 0
|  | Aug | 1 | 34957.55 | 5201 | 0
|  |  | 2 | 34829.5 | 5199 | 0
|  |  | 3 | 34823.15 | 5200 | 0
|  |  | 4 | 34723.35 | 5177 | 0
|  |  | 5 | 34720.8 | 5176 | 0
|  | Sep | 1 | 31604.35 | 5848 | 0
|  |  | 2 | 31553.3 | 5849 | 0
|  |  | 3 | 31291.9 | 5850 | 0
|  |  | 4 | 30801.1 | 6016 | 0
|  |  | 5 | 30673.7 | 5847 | 0
|  | Oct | 1 | 27348.95 | 6568 | 0
|  |  | 2 | 27237.2 | 6567 | 0
|  |  | 3 | 27030.75 | 6566 | 0
|  |  | 4 | 26944 | 6569 | 0
|  |  | 5 | 26461.65 | 6880 | 0
|  | Nov | 1 | 26741.35 | 7698 | 0
|  |  | 2 | 26638.15 | 7530 | 0
|  |  | 3 | 26624.5 | 7531 | 0
|  |  | 4 | 26584.65 | 7506 | 0
|  |  | 5 | 26546.05 | 7362 | 0
|  | Dec | 1 | 26510.75 | 8370 | 0
|  |  | 2 | 26465.5 | 8346 | 0
|  |  | 3 | 26459.4 | 8202 | 0
|  |  | 4 | 26338.8 | 8226 | 0
|  |  | 5 | 26285.35 | 8371 | 0
Note on O1: Year Index, starting at 1
Note on O3: Quarter 1 through 4
Run batch macro

## 2001 PAM Model H Factors
|  | 17 | AGRICULTURAL | 19= Agricultural EMS
|  | Smr On | Smr Ptl | Smr Off | Wtr Ptl | Wtr Off | Smr On | Smr Ptl | Smr Off | Wtr Ptl | Wtr Off
| Load Shape in Use | 1 | 1.17 | 1.09 | 0.81 | 0.79 | 0.13 | 0.16 | 0.42 | 0.12 | 0.17 | 0.59 | 0.41 | Other
| Hours in TOU Period | 786 | 917 | 2713 | 1638 | 2706
| kW relative to summer peak | 1 | 1.17 | 1.09 | 0.81 | 0.79
Sector | LOAD SHAPE
|  | Summer | Summer | Summer | Winter | Winter | Summer | Summer | Summer | Winter | Winter
|  | On-Peak | Par-Peak | Off-Peak | Par-Peak | Off-Peak | On-Peak | Par-Peak | Off-Peak | Par-Peak | Off-Peak | Winter | Summer
|  | (kW) | (kW) | (kW) | (kW) | (kW) | (kWh) | (kWh) | (kWh) | (kWh) | (kWh) | (therms) | (therms)
COMMERCIAL | 1 = Commercial Indoor Lighting | 1 | 1.01 | 0.74 | 0.77 | 0.66 | 0.16 | 0.14 | 0.24 | 0.26 | 0.2 | 0 | 0 | Interior Lighting
COMMERCIAL | 2 = Commercial Outdoor Lighting | 1 | 2.41 | 2.59 | 1.19 | 2.59 | 0.04 | 0.1 | 0.37 | 0.13 | 0.36 | 0 | 0 | Exterior Lighting
COMMERCIAL | 3 = Commercial HVAC | 1 | 0.902 | 0.532 | 0.515 | 0.43 | 0.132 | 0.132 | 0.299 | 0.262 | 0.175 | 0.59 | 0.41 | Space Cooling
COMMERCIAL | 4 = Commercial Refrigeration | 1 | 0.68 | 1.38 | 0.74 | 0.67 | 0.1 | 0.09 | 0.34 | 0.14 | 0.33 | 0 | 0 | Refrigeration
COMMERCIAL | 5 = Commercial Food Service | 1 | 0.97 | 0.75 | 0.94 | 0.76 | 0.14 | 0.13 | 0.25 | 0.24 | 0.24 | 0.59 | 0.41 | Other
COMMERCIAL | 6 = Commercial Motors | 1 | 1 | 0.97 | 0.99 | 0.98 | 0.09 | 0.11 | 0.31 | 0.19 | 0.3 | 0 | 0 | Motors
COMMERCIAL | 7 = Commercial Process | 1 | 0.78 | 0.75 | 1.46 | 1.42 | 0.1 | 0.11 | 0.29 | 0.2 | 0.3 | 0.59 | 0.41 | Process
INDUSTRIAL | 8 = Industrial Indoor Lighting | 1 | 1.01 | 0.74 | 0.77 | 0.66 | 0.16 | 0.14 | 0.24 | 0.26 | 0.2 | 0 | 0 | Interior Lighting
INDUSTRIAL | 9 = Industrial Outdoor Lighting | 1 | 2.41 | 2.59 | 1.19 | 2.59 | 0.04 | 0.1 | 0.37 | 0.13 | 0.36 | 0 | 0 | Exterior Lighting
INDUSTRIAL | 10 = Industrial HVAC | 1 | 1.24 | 0.84 | 0.47 | 0.55 | 0.11 | 0.13 | 0.34 | 0.17 | 0.25 | 0.4 | 0.6 | Space Cooling
INDUSTRIAL | 11 = Industrial Process | 1 | 1 | 0.99 | 1.15 | 1.12 | 0.11 | 0.12 | 0.29 | 0.22 | 0.26 | 0.4 | 0.6 | Process
INDUSTRIAL | 12 = Industrial Motors | 1 | 0.93 | 0.9 | 0.84 | 0.92 | 0.1 | 0.11 | 0.32 | 0.18 | 0.29 | 0 | 0 | Motors
INDUSTRIAL | 13 = Industrial Refrigeration | 1 | 0.65 | 0.82 | 0.28 | 0.27 | 0.14 | 0.13 | 0.27 | 0.2 | 0.26 | 0 | 0 | Refrigeration
AGRICULTURAL | 14 = Agricultural | 1 | 1.17 | 1.09 | 0.81 | 0.79 | 0.13 | 0.16 | 0.42 | 0.12 | 0.17 | 0.59 | 0.41 | Other
COMMERCIAL | 17 = Commercial EMS | 1 | 0.97 | 0.75 | 0.94 | 0.76 | 0.139 | 0.133 | 0.255 | 0.237 | 0.236 | 0.59 | 0.41 | Other
INDUSTRIAL | 18 = Industrial EMS | 1 | 0.96 | 0.94 | 0.92 | 0.88 | 0.104 | 0.117 | 0.301 | 0.196 | 0.282 | 0.4 | 0.6 | Other
AGRICULTURAL | 19= Agricultural EMS | 1 | 1.17 | 1.09 | 0.81 | 0.79 | 0.13 | 0.16 | 0.42 | 0.12 | 0.17 | 0.59 | 0.41 | Other

## TD
T&D Capacity Cost |  |  |  | #REF! | #REF! | #REF! | #REF! | #REF! | #REF! | #REF! | #REF! | #REF! | #REF! | #REF! | #REF! | #REF! | #REF! | #REF! | #REF! | #REF! | #REF! | #REF! | #REF! | #REF! | #REF! | #REF! | #REF! | #REF!
|  |  | Qtr1 | #REF! | #REF! | #REF! | #REF! | #REF! | #REF! | #REF! | #REF! | #REF! | #REF! | #REF! | #REF! | #REF! | #REF! | #REF! | #REF! | #REF! | #REF! | #REF! | #REF! | #REF! | #REF! | #REF! | #REF! | #REF!
|  |  | Qtr2 | #REF! | #REF! | #REF! | #REF! | #REF! | #REF! | #REF! | #REF! | #REF! | #REF! | #REF! | #REF! | #REF! | #REF! | #REF! | #REF! | #REF! | #REF! | #REF! | #REF! | #REF! | #REF! | #REF! | #REF! | #REF!
|  |  | Qtr3 | #REF! | #REF! | #REF! | #REF! | #REF! | #REF! | #REF! | #REF! | #REF! | #REF! | #REF! | #REF! | #REF! | #REF! | #REF! | #REF! | #REF! | #REF! | #REF! | #REF! | #REF! | #REF! | #REF! | #REF! | #REF!
|  |  | Qtr4 | #REF! | #REF! | #REF! | #REF! | #REF! | #REF! | #REF! | #REF! | #REF! | #REF! | #REF! | #REF! | #REF! | #REF! | #REF! | #REF! | #REF! | #REF! | #REF! | #REF! | #REF! | #REF! | #REF! | #REF! | #REF!
|  |  | Total | #REF! | #REF! | #REF! | #REF! | #REF! | #REF! | #REF! | #REF! | #REF! | #REF! | #REF! | #REF! | #REF! | #REF! | #REF! | #REF! | #REF! | #REF! | #REF! | #REF! | #REF! | #REF! | #REF! | #REF! | #REF!
References |  | TOU | kW per summer peak kW | #REF! | #REF! | #REF! | #REF! | #REF! | #REF! | #REF! | #REF! | #REF! | #REF! | #REF! | #REF! | #REF! | #REF! | #REF! | #REF! | #REF! | #REF! | #REF! | #REF! | #REF! | #REF! | #REF! | #REF! | #REF!
'[PG&E_hourlycosts_2010_ca_avg.xlsx]PG&E-CZ16-Weighted Average-S'!$f$8767 |  | 1 | 1 | #REF! | #REF! | #REF! | #REF! | #REF! | #REF! | #REF! | #REF! | #REF! | #REF! | #REF! | #REF! | #REF! | #REF! | #REF! | #REF! | #REF! | #REF! | #REF! | #REF! | #REF! | #REF! | #REF! | #REF! | #REF!
|  | 2 | 1.17 | #REF! | #REF! | #REF! | #REF! | #REF! | #REF! | #REF! | #REF! | #REF! | #REF! | #REF! | #REF! | #REF! | #REF! | #REF! | #REF! | #REF! | #REF! | #REF! | #REF! | #REF! | #REF! | #REF! | #REF! | #REF!
Sheet | PG&E_hourlycosts_2010_ca_avg.xlsx | 3 | 1.09 | #REF! | #REF! | #REF! | #REF! | #REF! | #REF! | #REF! | #REF! | #REF! | #REF! | #REF! | #REF! | #REF! | #REF! | #REF! | #REF! | #REF! | #REF! | #REF! | #REF! | #REF! | #REF! | #REF! | #REF! | #REF!
Top Right Cell | $f$8767 | 5 | 0.81 | #REF! | #REF! | #REF! | #REF! | #REF! | #REF! | #REF! | #REF! | #REF! | #REF! | #REF! | #REF! | #REF! | #REF! | #REF! | #REF! | #REF! | #REF! | #REF! | #REF! | #REF! | #REF! | #REF! | #REF! | #REF!
|  | 6 | 0.79 | #REF! | #REF! | #REF! | #REF! | #REF! | #REF! | #REF! | #REF! | #REF! | #REF! | #REF! | #REF! | #REF! | #REF! | #REF! | #REF! | #REF! | #REF! | #REF! | #REF! | #REF! | #REF! | #REF! | #REF! | #REF!
CZ | Tab Name
1 | PG&E-CZ1-Weighted Average-S |  | TOU Quarter Mapping
2 | PG&E-CZ2-Weighted Average-S |  |  | Quarters
3A | PG&E-CZ3A-Weighted Average-S |  | TOU | 1 | 2 | 3 | 4 |  | Number of Hours | Conversion factor
3B | PG&E-CZ3B-Weighted Average-S |  | 1 | 0% | 32.56% | 49.61% | 17.83% |  | 774 | 0.774
4 | PG&E-CZ4-Weighted Average-S |  | 2 | 0% | 32.56% | 49.61% | 17.83% |  | 903 | 0.903
5 | PG&E-CZ5-Weighted Average-S |  | 3 | 0% | 33.52% | 50.24% | 16.25% |  | 2739 | 2.739
11 | PG&E-CZ11-Weighted Average-S |  | 4 | 50% | 17.74% | 0% | 32.26% |  | 1612 | 1.612
12 | PG&E-CZ12-Weighted Average-S |  | 5 | 49.56% | 15.89% | 0% | 34.55% |  | 2732 | 2.732
13 | PG&E-CZ13-Weighted Average-S
16 | PG&E-CZ16-Weighted Average-S

## Gen
Generation Energy Value |  |  | 2013 | 2014 | 2015 | 2016 | 2017 | 2018 | 2019 | 2020 | 2021 | 2022 | 2023 | 2024 | 2025 | 2026 | 2027 | 2028 | 2029 | 2030 | 2031 | 2032 | 2033 | 2034 | 2035 | 2036 | 2037
($/ Annual kWh) |  | Qtr1 | 0.010481 | 0.011211 | 0.011754 | 0.012706 | 0.013194 | 0.013712 | 0.014231 | 0.015377 | 0.015943 | 0.016514 | 0.01719 | 0.017607 | 0.018475 | 0.019339 | 0.020186 | 0.021016 | 0.021848 | 0.022718 | 0.023371 | 0.024046 | 0.024721 | 0.025404 | 0.026068 | 0.026741 | 0.027413
|  | Qtr2 | 0.026085 | 0.028341 | 0.030254 | 0.032969 | 0.034771 | 0.03587 | 0.036976 | 0.039311 | 0.040488 | 0.041672 | 0.042969 | 0.044087 | 0.045567 | 0.04706 | 0.048567 | 0.050073 | 0.051621 | 0.053201 | 0.054393 | 0.055614 | 0.056851 | 0.058104 | 0.059312 | 0.060538 | 0.061765
|  | Qtr3 | 0.034156 | 0.037203 | 0.039826 | 0.043454 | 0.045939 | 0.047337 | 0.048745 | 0.051691 | 0.053183 | 0.054683 | 0.056299 | 0.057779 | 0.059572 | 0.061387 | 0.063234 | 0.065085 | 0.067001 | 0.068945 | 0.070414 | 0.071915 | 0.073441 | 0.074987 | 0.076474 | 0.077985 | 0.079496
|  | Qtr4 | 0.018854 | 0.020406 | 0.021688 | 0.023585 | 0.024782 | 0.025611 | 0.026443 | 0.028219 | 0.029111 | 0.030008 | 0.031015 | 0.031808 | 0.033 | 0.034198 | 0.035397 | 0.036586 | 0.037799 | 0.039046 | 0.039987 | 0.040952 | 0.041927 | 0.042914 | 0.043868 | 0.044835 | 0.045803
|  | Total | 0.089576 | 0.09716 | 0.10352 | 0.11271 | 0.11869 | 0.12253 | 0.1264 | 0.1346 | 0.13872 | 0.14288 | 0.14747 | 0.15128 | 0.15661 | 0.16198 | 0.16738 | 0.17276 | 0.17827 | 0.18391 | 0.18817 | 0.19253 | 0.19694 | 0.20141 | 0.20572 | 0.2101 | 0.21448
Data by TOU period and year converted to $/kWh
TOU | kWh per annual kWh |  | 2013 | 2014 | 2015 | 2016 | 2017 | 2018 | 2019 | 2020 | 2021 | 2022 | 2023 | 2024 | 2025 | 2026 | 2027 | 2028 | 2029 | 2030 | 2031 | 2032 | 2033 | 2034 | 2035 | 2036 | 2037
1 | 0.13 |  | 0.19252 | 0.21301 | 0.23186 | 0.25357 | 0.27207 | 0.27846 | 0.28495 | 0.2958 | 0.30248 | 0.30916 | 0.31554 | 0.3241 | 0.32961 | 0.33538 | 0.34167 | 0.34824 | 0.35539 | 0.36226 | 0.3677 | 0.37312 | 0.37881 | 0.38456 | 0.39 | 0.39558 | 0.40115
2 | 0.16 |  | 0.10814 | 0.11791 | 0.12627 | 0.13748 | 0.14549 | 0.14995 | 0.15444 | 0.1633 | 0.16808 | 0.1729 | 0.17812 | 0.18282 | 0.18866 | 0.19457 | 0.20058 | 0.2066 | 0.21282 | 0.21914 | 0.22391 | 0.22879 | 0.23375 | 0.23876 | 0.2436 | 0.2485 | 0.25341
3 | 0.42 |  | 0.062347 | 0.06685 | 0.070377 | 0.076715 | 0.079825 | 0.082819 | 0.085819 | 0.093132 | 0.096361 | 0.099614 | 0.10336 | 0.10599 | 0.11061 | 0.11522 | 0.11979 | 0.12429 | 0.12885 | 0.13358 | 0.13709 | 0.14071 | 0.14434 | 0.14802 | 0.15158 | 0.15519 | 0.15881
5 | 0.12 |  | 0.081387 | 0.087145 | 0.0914 | 0.098506 | 0.1024 | 0.10652 | 0.11065 | 0.11914 | 0.12366 | 0.12821 | 0.13363 | 0.1369 | 0.1439 | 0.15086 | 0.15768 | 0.16435 | 0.17104 | 0.17804 | 0.18324 | 0.18863 | 0.194 | 0.19945 | 0.20475 | 0.21011 | 0.21547
6 | 0.17 |  | 0.066435 | 0.071 | 0.07442 | 0.080656 | 0.083669 | 0.086891 | 0.090117 | 0.097668 | 0.10117 | 0.1047 | 0.10887 | 0.11148 | 0.1168 | 0.1221 | 0.1273 | 0.1324 | 0.13751 | 0.14286 | 0.1469 | 0.15107 | 0.15525 | 0.15949 | 0.1636 | 0.16776 | 0.17192
TOU Quarter Mapping | bar: 2013 to 2016
Quarters
|  | TOU | 2013: 1; 2014: 2; 2015: 3; 2016: 4
|  | 1 | 2013: 0%; 2014: 32.56%; 2015: 49.61%; 2016: 17.83%
|  | 2 | 2013: 0%; 2014: 32.56%; 2015: 49.61%; 2016: 17.83%
|  | 3 | 2013: 0%; 2014: 33.52%; 2015: 50.24%; 2016: 16.25%
|  | 4 | 2013: 50%; 2014: 17.74%; 2015: 0%; 2016: 32.26%
|  | 5 | 2013: 49.56%; 2014: 15.89%; 2015: 0%; 2016: 34.55%
Purpose
Inputs | Average avoided costs by TOU period and year from Ecosts.xls
Average avoided costs provided Net (of capacity) and Capacity Cost separately.

## Emissions
Updated 6/28/2011
PG&E Emissions per annual kWh
TOU | kWh per annual kWh | TOU | CO2 (tons) | NOX (lbs) | PM-10 (lbs)
1 | 0.13 | 1 | 0.00058481 | 0.00016088 | 7.4771e-05
2 | 0.16 | 2 | 0.00053447 | 0.00013643 | 6.9671e-05
3 | 0.42 | 3 | 0.00046466 | 0.00010253 | 6.2598e-05
5 | 0.12 | 5 | 0.00052946 | 0.000134 | 6.9164e-05
6 | 0.17 | 6 | 0.00046965 | 0.00010495 | 6.3103e-05
|  | Total emissions per annual kWh | 0.00050007 | 0.00011973 | 6.6186e-05