## TOU Factors
[10 empty] | 867 | Large_Retail_Store : Var_Spd_AC_Mtr-NC
SCE Non-Residential Shape Viewer |  |  |  | Version 2.0
Peak kW factors are relative to Summer Peak kW reduction, unless Summer Peak kW reduction is zero. | [9 empty] | Smr On | Smr Ptl | Smr Off | Wtr Ptl | Wtr Off | Smr On | Smr Ptl | Smr Off | Wtr Ptl | Wtr Off
In that case, the TOU kW shape is relative to the Winter Partial Peak reduction. | [8 empty] | Load Shape in Use | 100% | 60% | 113.3% | 113.3% | 133.3% | 6.515% | 11.15% | 20.98% | 29% | 32%
[5 empty] | Combo | Large_Retail_Store : Var_Spd_AC_Mtr-NC
[5 empty] | First Match | 865
[5 empty] | Climate Zone | 6
[5 empty] | Varies by Climate Zone? | TRUE
[5 empty] | Full Text | Large_Retail_Store : Var_Spd_AC_Mtr-NC : 9
Select cells A12, C12, and E12 to choose a shape. If the shape applies to all climate zones, cell E12 will be blanked out. |  |  |  |  | Full Match | 867
Target sector | Measure End Use Shape | Climate Zone |  |  |  |  | Sector | LOAD SHAPE |  | TOU kW values are RELATIVE kW impacts by TOU period.
Large_Retail_Store | Var_Spd_AC_Mtr-NC | 9 | Large_Retail_Store : Var_Spd_AC_Mtr-NC : 9 |  | Label |  |  |  | Climate | Summer | Summer | Summer | Winter | Winter | Summer | Summer | Summer | Winter | Winter | CEC
[5 empty] | for |  | Sector | Enduse | Zone | On-Peak | Par-Peak | Off-Peak | Par-Peak | Off-Peak | On-Peak | Par-Peak | Off-Peak | Par-Peak | Off-Peak | Category
TOU Energy Share |  |  | Peak kW Factors |  | Graphs |  |  |  |  | (kW) | (kW) | (kW) | (kW) | (kW) | (kWh) | (kWh) | (kWh) | (kWh) | (kWh) |  | Climate_Zones | Sector | End Uses
[5 empty] | Assembly : Lighting-NC | Assembly : Lighting-NC : 6 | Assembly | Lighting-NC | 6 | 100% | 100% | 100% | 38.1% | 100% | 11.97% | 11.36% | 12.19% | 41.93% | 22.55% | Lighting | 6 | Small_Office | Hi_Perf_Glass-NC | Lo_Gain_Wndw-NC | Wtr_Cool_Chiller-NC | Package_AC-NC | <65K_AC_Split-NC | <65K_AC_Pckg-NC | <65K_EvapCool-NC | 65K-135K_Air_AC-NC | 65K-135_Wtr_AC-NC | >135K_Air_AC-NC | >135K_Wtr_AC-NC | Hi_Eff_AC_Mtr-NC | Var_Spd_AC_Mtr-NC | DayLt_Cntrl-NC | Lighting-NC | Economy_cycle-Ret | New_AC-Ret | New_HtPmp-Ret | Roof_insul-Ret | Wall_insul-Ret | Window_Tint-Ret | Reduce_Cooling_Load-Ret | IndoorLt
[5 empty] | Assembly : Lighting-NC | Assembly : Lighting-NC : 8 | Assembly | Lighting-NC | 8 | 100% | 100% | 100% | 72.73% | 83.33% | 12.07% | 11.7% | 12.3% | 41.62% | 22.31% | Lighting | 8 | Large_Office | Hi_Perf_Glass-NC | Lo_Gain_Wndw-NC | Wtr_Cool_Chiller-NC | >135K_Air_AC-NC | >135K_Wtr_AC-NC | Hi_Eff_AC_Mtr-NC | Var_Spd_AC_Mtr-NC | DayLt_Cntrl-NC | Lighting-NC | Economy_cycle-Ret | New_AC-Ret | New_HtPmp-Ret | Roof_insul-Ret | Wall_insul-Ret | Window_Tint-Ret | Reduce_Cooling_Load-Ret | IndoorLt
[5 empty] | Assembly : Lighting-NC | Assembly : Lighting-NC : 9 | Assembly | Lighting-NC | 9 | 100% | 100% | 100% | 26.92% | 100% | 12.3% | 11.31% | 12.37% | 41% | 23% | Lighting | 9 | Small_Retail_Store | Package_AC-NC | <65K_AC_Split-NC | <65K_AC_Pckg-NC | <65K_EvapCool-NC | 65K-135K_Air_AC-NC | 65K-135_Wtr_AC-NC | Lighting-NC | Economy_cycle-Ret | Evap_Cooling-Ret | Replace_Chiller-Ret | New_AC-Ret | New_HtPmp-Ret | Roof_insul-Ret | Wall_insul-Ret | Reduce_Cooling_Load-Ret | IndoorLt
[5 empty] | Assembly : Lighting-NC | Assembly : Lighting-NC : 10 | Assembly | Lighting-NC | 10 | 100% | 100% | 100% | 13.73% | 85.71% | 12.31% | 11.46% | 12.29% | 41.64% | 22.29% | Lighting | 10 | Large_Retail_Store | Wtr_Cool_Chiller-NC | >135K_Air_AC-NC | >135K_Wtr_AC-NC | Hi_Eff_AC_Mtr-NC | Var_Spd_AC_Mtr-NC | Lighting-NC | Economy_cycle-Ret | Evap_Cooling-Ret | Replace_Chiller-Ret | New_AC-Ret | New_HtPmp-Ret | Roof_insul-Ret | Wall_insul-Ret | Reduce_Cooling_Load-Ret | IndoorLt
[5 empty] | Assembly : Lighting-NC | Assembly : Lighting-NC : 13 | Assembly | Lighting-NC | 13 | 100% | 100% | 100% | 11.86% | 87.5% | 11.89% | 12.24% | 12.52% | 40.71% | 22.64% | Lighting | 13 | Grocery_Store | Hi_Perf_Glass-NC | Lo_Gain_Wndw-NC | Wtr_Cool_Chiller-NC | 65K-135_Wtr_AC-NC | >135K_Air_AC-NC | >135K_Wtr_AC-NC | Hi_Eff_AC_Mtr-NC | Var_Spd_AC_Mtr-NC | DayLt_Cntrl-NC | Lighting-NC
[5 empty] | Assembly : Lighting-NC | Assembly : Lighting-NC : 14 | Assembly | Lighting-NC | 14 | 100% | 100% | 100% | 16.67% | 100% | 12.56% | 11.94% | 12.43% | 41.06% | 22% | Lighting | 14 | Food_Store | New_AC-Ret | New_HtPmp-Ret | Roof_insul-Ret | Wall_insul-Ret | Reduce_Cooling_Load-Ret | Lower_Cond_temp-Ret | IndoorLt
[5 empty] | Assembly : Lighting-NC | Assembly : Lighting-NC : 15 | Assembly | Lighting-NC | 15 | 100% | 100% | 100% | 8.974% | 100% | 12.44% | 12.43% | 12.6% | 40.48% | 22.06% | Lighting | 15 | Restaurant | Economy_cycle-Ret | Evap_Cooling-Ret | New_AC-Ret | New_HtPmp-Ret | IndoorLt
[5 empty] | Assembly : Lighting-NC | Assembly : Lighting-NC : 16 | Assembly | Lighting-NC | 16 | 100% | 100% | 83.33% | 11.11% | 83.33% | 10.66% | 10.69% | 11.61% | 43.72% | 23.32% | Lighting | 16 | Fast_Food_Restaurant | Hi_Perf_Glass-NC | Lo_Gain_Wndw-NC | Package_AC-NC | <65K_AC_Split-NC | <65K_AC_Pckg-NC | <65K_EvapCool-NC | 65K-135K_Air_AC-NC | 65K-135_Wtr_AC-NC | DayLt_Cntrl-NC | Lighting-NC
[5 empty] | College_University : Lighting-NC | College_University : Lighting-NC : 6 | College_University | Lighting-NC | 6 | 100% | 100% | 100% | 23.6% | 95.65% | 12.38% | 14.74% | 8.737% | 52.21% | 11.93% | Lighting | System | Sit_Down_Restaurant | Hi_Perf_Glass-NC | Lo_Gain_Wndw-NC | <65K_AC_Split-NC | <65K_AC_Pckg-NC | <65K_EvapCool-NC | 65K-135K_Air_AC-NC | 65K-135_Wtr_AC-NC | >135K_Air_AC-NC | >135K_Wtr_AC-NC | DayLt_Cntrl-NC | Lighting-NC
[5 empty] | College_University : Lighting-NC | College_University : Lighting-NC : 8 | College_University | Lighting-NC | 8 | 100% | 100% | 100% | 26.92% | 100% | 12.09% | 14.4% | 9.593% | 50.67% | 13.24% | Lighting |  | Storage_Building | <65K_AC_Split-NC | <65K_AC_Pckg-NC | <65K_EvapCool-NC | >135K_Air_AC-NC | >135K_Wtr_AC-NC | Lighting-NC
[5 empty] | College_University : Lighting-NC | College_University : Lighting-NC : 9 | College_University | Lighting-NC | 9 | 100% | 100% | 87.5% | 23.3% | 91.67% | 12.13% | 14.39% | 10.22% | 50.66% | 12.6% | Lighting |  | Refrigerated_Warehouse | New_AC-Ret | New_HtPmp-Ret | IndoorLt
[5 empty] | College_University : Lighting-NC | College_University : Lighting-NC : 10 | College_University | Lighting-NC | 10 | 100% | 100% | 100% | 19.44% | 100% | 11.97% | 14.63% | 8.461% | 48.74% | 16.2% | Lighting |  | Non-Refrig._Warehouse | New_AC-Ret | New_HtPmp-Ret | Roof_insul-Ret | Wall_insul-Ret | Reduce_Cooling_Load-Ret | IndoorLt
[5 empty] | College_University : Lighting-NC | College_University : Lighting-NC : 13 | College_University | Lighting-NC | 13 | 100% | 100% | 100% | 17.07% | 95.45% | 12.08% | 14.21% | 9.445% | 49.36% | 14.91% | Lighting |  | Hotel_Motel | Wtr_Cool_Chiller-NC | Package_AC-NC | >135K_Air_AC-NC | >135K_Wtr_AC-NC | Var_Spd_AC_Mtr-NC | Lighting-NC | Replace_Chiller-Ret | New_AC-Ret | New_HtPmp-Ret | Roof_insul-Ret | Wall_insul-Ret | Reduce_Cooling_Load-Ret | IndoorLt
[5 empty] | College_University : Lighting-NC | College_University : Lighting-NC : 14 | College_University | Lighting-NC | 14 | 100% | 100% | 100% | 29.91% | 95.45% | 13.1% | 15.52% | 7.622% | 52.95% | 10.81% | Lighting |  | Medical_Clinic | Replace_Chiller-Ret | New_AC-Ret | New_HtPmp-Ret | Roof_insul-Ret | Wall_insul-Ret | IndoorLt
[5 empty] | College_University : Lighting-NC | College_University : Lighting-NC : 15 | College_University | Lighting-NC | 15 | 100% | 100% | 56.52% | 16.42% | 95.65% | 11.3% | 13.9% | 9.484% | 49.31% | 16% | Lighting |  | School | Hi_Perf_Glass-NC | Lo_Gain_Wndw-NC | Wtr_Cool_Chiller-NC | Package_AC-NC | >135K_Air_AC-NC | >135K_Wtr_AC-NC | Hi_Eff_AC_Mtr-NC | Var_Spd_AC_Mtr-NC | DayLt_Cntrl-NC | Lighting-NC
[5 empty] | College_University : Lighting-NC | College_University : Lighting-NC : 16 | College_University | Lighting-NC | 16 | 100% | 100% | 100% | 13.82% | 83.33% | 15.43% | 17.48% | 11.23% | 48.2% | 7.671% | Lighting |  | K_thru_12_School | New_AC-Ret | New_HtPmp-Ret | Roof_insul-Ret | Wall_insul-Ret | IndoorLt
TOU information in tabular form is available to the right ---> |  |  |  |  | Fast_Food_Restaurant : Lighting-NC | Fast_Food_Restaurant : Lighting-NC : 6 | Fast_Food_Restaurant | Lighting-NC | 6 | 100% | 0% | 100% | 50% | 100% | 9.803% | 12.29% | 13.32% | 34.39% | 30.2% | Lighting |  | College_University | Hi_Perf_Glass-NC | Lo_Gain_Wndw-NC | Wtr_Cool_Chiller-NC | 65K-135K_Air_AC-NC | 65K-135_Wtr_AC-NC | >135K_Air_AC-NC | >135K_Wtr_AC-NC | Hi_Eff_AC_Mtr-NC | Var_Spd_AC_Mtr-NC | DayLt_Cntrl-NC | Lighting-NC | Economy_cycle-Ret | Evap_Cooling-Ret | New_AC-Ret | New_HtPmp-Ret | Roof_insul-Ret | Wall_insul-Ret | Reduce_Cooling_Load-Ret | IndoorLt
[5 empty] | Fast_Food_Restaurant : Lighting-NC | Fast_Food_Restaurant : Lighting-NC : 8 | Fast_Food_Restaurant | Lighting-NC | 8 | 100% | 100% | 100% | 100% | 100% | 9.846% | 12.26% | 13.5% | 34.28% | 30.11% | Lighting |  | Assembly | Hi_Perf_Glass-NC | Lo_Gain_Wndw-NC | Wtr_Cool_Chiller-NC | >135K_Air_AC-NC | >135K_Wtr_AC-NC | Hi_Eff_AC_Mtr-NC | Var_Spd_AC_Mtr-NC | DayLt_Cntrl-NC | Lighting-NC
[5 empty] | Fast_Food_Restaurant : Lighting-NC | Fast_Food_Restaurant : Lighting-NC : 9 | Fast_Food_Restaurant | Lighting-NC | 9 | 100% | 100% | 100% | 25% | 50% | 9.812% | 12.2% | 13.37% | 34.28% | 30.33% | Lighting |  | Trans_Comm_Util | Replace_Chiller-Ret | New_AC-Ret | New_HtPmp-Ret | Roof_insul-Ret | Wall_insul-Ret | Reduce_Cooling_Load-Ret | IndoorLt
[5 empty] | Fast_Food_Restaurant : Lighting-NC | Fast_Food_Restaurant : Lighting-NC : 10 | Fast_Food_Restaurant | Lighting-NC | 10 | 100% | 100% | 0% | 0% | 100% | 9.933% | 12.17% | 13.54% | 34.34% | 30.01% | Lighting |  | Misc._Commercial | Economy_cycle-Ret | New_AC-Ret | New_HtPmp-Ret | Roof_insul-Ret | Wall_insul-Ret | Reduce_Cooling_Load-Ret | IndoorLt | Outdoor Lt | DayLt & Controls | Perimter Lt Control | Pool HtPmp | DHW HtPmp | Frig Barrier | Refrigeration | Commercial Whole Building
[5 empty] | Fast_Food_Restaurant : Lighting-NC | Fast_Food_Restaurant : Lighting-NC : 13 | Fast_Food_Restaurant | Lighting-NC | 13 | 100% | 100% | 100% | 33.33% | 100% | 10.04% | 12.2% | 14.2% | 33.52% | 30.05% | Lighting |  | Industrial | Replace_Chiller-Ret | New_AC-Ret | New_HtPmp-Ret | Roof_insul-Ret | Wall_insul-Ret | Reduce_Cooling_Load-Ret | IndoorLt | Industrial
[5 empty] | Fast_Food_Restaurant : Lighting-NC | Fast_Food_Restaurant : Lighting-NC : 14 | Fast_Food_Restaurant | Lighting-NC | 14 | 100% | 100% | 100% | 50% | 100% | 10.07% | 12.31% | 14.12% | 33.56% | 29.94% | Lighting |  | Agricultural | Replace_Chiller-Ret | New_AC-Ret | New_HtPmp-Ret | Roof_insul-Ret | Wall_insul-Ret | Reduce_Cooling_Load-Ret | IndoorLt | Ag & Water Pumping
[5 empty] | Fast_Food_Restaurant : Lighting-NC | Fast_Food_Restaurant : Lighting-NC : 15 | Fast_Food_Restaurant | Lighting-NC | 15 | 100% | 100% | 100% | 0% | 0% | 9.866% | 11.75% | 13.93% | 33.63% | 30.83% | Lighting |  | Hospital | Hi_Perf_Glass-NC | Lo_Gain_Wndw-NC | Wtr_Cool_Chiller-NC | >135K_Air_AC-NC | >135K_Wtr_AC-NC | Hi_Eff_AC_Mtr-NC | Var_Spd_AC_Mtr-NC | DayLt_Cntrl-NC | Lighting-NC | Replace_Chiller-Ret | New_AC-Ret | New_HtPmp-Ret | Roof_insul-Ret | Wall_insul-Ret | IndoorLt
[5 empty] | Fast_Food_Restaurant : Lighting-NC | Fast_Food_Restaurant : Lighting-NC : 16 | Fast_Food_Restaurant | Lighting-NC | 16 | 100% | 100% | 100% | 50% | 100% | 10.51% | 12.86% | 13.93% | 32.79% | 29.91% | Lighting
[5 empty] | Grocery_Store : Lighting-NC | Grocery_Store : Lighting-NC : 6 | Grocery_Store | Lighting-NC | 6 | 100% | 100% | 100% | 80% | 100% | 7.601% | 10.44% | 18.25% | 25.67% | 38.04% | Lighting
[5 empty] | Grocery_Store : Lighting-NC | Grocery_Store : Lighting-NC : 8 | Grocery_Store | Lighting-NC | 8 | 100% | 91.67% | 91.67% | 50% | 100% | 7.767% | 10.72% | 18.44% | 25.72% | 37.36% | Lighting
[5 empty] | Grocery_Store : Lighting-NC | Grocery_Store : Lighting-NC : 9 | Grocery_Store | Lighting-NC | 9 | 100% | 100% | 100% | 29.03% | 100% | 7.709% | 10.76% | 18.5% | 25.87% | 37.17% | Lighting
[5 empty] | Grocery_Store : Lighting-NC | Grocery_Store : Lighting-NC : 10 | Grocery_Store | Lighting-NC | 10 | 100% | 100% | 100% | 29.03% | 50% | 7.651% | 10.9% | 18.68% | 25.97% | 36.8% | Lighting
[5 empty] | Grocery_Store : Lighting-NC | Grocery_Store : Lighting-NC : 13 | Grocery_Store | Lighting-NC | 13 | 100% | 90% | 100% | 25.71% | 80% | 7.732% | 11% | 19.55% | 24.9% | 36.81% | Lighting
[5 empty] | Grocery_Store : Lighting-NC | Grocery_Store : Lighting-NC : 14 | Grocery_Store | Lighting-NC | 14 | 100% | 100% | 100% | 21.43% | 100% | 7.701% | 10.96% | 19.4% | 25.02% | 36.92% | Lighting
[5 empty] | Grocery_Store : Lighting-NC | Grocery_Store : Lighting-NC : 15 | Grocery_Store | Lighting-NC | 15 | 100% | 100% | 100% | 20.93% | 100% | 7.555% | 10.74% | 19.48% | 25.75% | 36.47% | Lighting
[5 empty] | Grocery_Store : Lighting-NC | Grocery_Store : Lighting-NC : 16 | Grocery_Store | Lighting-NC | 16 | 100% | 100% | 100% | 20.51% | 100% | 7.771% | 10.53% | 18.44% | 24.92% | 38.34% | Lighting
[5 empty] | Hospital : Lighting-NC | Hospital : Lighting-NC : 6 | Hospital | Lighting-NC | 6 | 100% | 93.33% | 63.33% | 56.6% | 56.67% | 10.37% | 12.34% | 12.57% | 40.75% | 23.97% | Lighting
[5 empty] | Hospital : Lighting-NC | Hospital : Lighting-NC : 8 | Hospital | Lighting-NC | 8 | 100% | 96.77% | 58.06% | 37.97% | 74.19% | 10.66% | 12.54% | 12.9% | 41.45% | 22.45% | Lighting
[5 empty] | Hospital : Lighting-NC | Hospital : Lighting-NC : 9 | Hospital | Lighting-NC | 9 | 100% | 93.55% | 61.29% | 18.01% | 64.52% | 10.84% | 12.55% | 12.97% | 43% | 21% | Lighting
[5 empty] | Hospital : Lighting-NC | Hospital : Lighting-NC : 10 | Hospital | Lighting-NC | 10 | 100% | 93.55% | 58.06% | 25.66% | 67.74% | 10.97% | 12.69% | 12.98% | 41.79% | 21.57% | Lighting
[5 empty] | Hospital : Lighting-NC | Hospital : Lighting-NC : 13 | Hospital | Lighting-NC | 13 | 100% | 93.75% | 62.5% | 19.72% | 53.12% | 11.27% | 13.05% | 13.5% | 41.01% | 21.16% | Lighting
[5 empty] | Hospital : Lighting-NC | Hospital : Lighting-NC : 14 | Hospital | Lighting-NC | 14 | 100% | 93.33% | 80% | 35% | 73.33% | 11.65% | 13.3% | 13.27% | 41.24% | 20.54% | Lighting
[5 empty] | Hospital : Lighting-NC | Hospital : Lighting-NC : 15 | Hospital | Lighting-NC | 15 | 100% | 100% | 66.67% | 22.86% | 66.67% | 11.23% | 13.04% | 13.82% | 39.82% | 22.1% | Lighting
[5 empty] | Hospital : Lighting-NC | Hospital : Lighting-NC : 16 | Hospital | Lighting-NC | 16 | 100% | 96.67% | 80% | 22.61% | 53.33% | 11.77% | 13.55% | 12.93% | 42.53% | 19.22% | Lighting
[5 empty] | Hotel : Lighting-NC | Hotel : Lighting-NC : 6 | Hotel | Lighting-NC | 6 | 100% | 100% | 90% | 38.1% | 90% | 7.829% | 18.18% | 22.14% | 21.42% | 30.43% | Lighting
[5 empty] | Hotel : Lighting-NC | Hotel : Lighting-NC : 8 | Hotel | Lighting-NC | 8 | 100% | 100% | 83.33% | 50% | 75% | 7.823% | 18.28% | 22.75% | 21.02% | 30.13% | Lighting
[5 empty] | Hotel : Lighting-NC | Hotel : Lighting-NC : 9 | Hotel | Lighting-NC | 9 | 100% | 100% | 100% | 32% | 100% | 7.407% | 18.36% | 23% | 20.53% | 30.7% | Lighting
[5 empty] | Hotel : Lighting-NC | Hotel : Lighting-NC : 10 | Hotel | Lighting-NC | 10 | 100% | 100% | 100% | 8.247% | 100% | 7.637% | 18.56% | 23.1% | 21.7% | 29% | Lighting
[5 empty] | Hotel : Lighting-NC | Hotel : Lighting-NC : 13 | Hotel | Lighting-NC | 13 | 100% | 100% | 69.23% | 6.962% | 53.85% | 7.042% | 17.64% | 22.83% | 18.17% | 34.31% | Lighting
[5 empty] | Hotel : Lighting-NC | Hotel : Lighting-NC : 14 | Hotel | Lighting-NC | 14 | 100% | 100% | 100% | 8.163% | 100% | 7.7% | 18.45% | 24.29% | 20.48% | 29.08% | Lighting
[5 empty] | Hotel : Lighting-NC | Hotel : Lighting-NC : 15 | Hotel | Lighting-NC | 15 | 100% | 100% | 61.54% | 6.79% | 61.54% | 7.141% | 16.51% | 22.94% | 21.03% | 32.38% | Lighting
[5 empty] | Hotel : Lighting-NC | Hotel : Lighting-NC : 16 | Hotel | Lighting-NC | 16 | 100% | 100% | 100% | 7.921% | 50% | 8.137% | 19.29% | 23.91% | 21.05% | 27.62% | Lighting
[5 empty] | Large_Office : Lighting-NC | Large_Office : Lighting-NC : 6 | Large_Office | Lighting-NC | 6 | 100% | 60% | 75.71% | 51.09% | 102.9% | 15.47% | 16.15% | 6.461% | 48.5% | 13.43% | Lighting
[5 empty] | Large_Office : Lighting-NC | Large_Office : Lighting-NC : 8 | Large_Office | Lighting-NC | 8 | 100% | 73.85% | 64.62% | 100% | 72.31% | 15.05% | 16.16% | 6.629% | 48.9% | 13.26% | Lighting
[5 empty] | Large_Office : Lighting-NC | Large_Office : Lighting-NC : 9 | Large_Office | Lighting-NC | 9 | 100% | 79.37% | 61.9% | 36.16% | 69.84% | 15.3% | 16.12% | 6.352% | 48.93% | 13.3% | Lighting
[5 empty] | Large_Office : Lighting-NC | Large_Office : Lighting-NC : 10 | Large_Office | Lighting-NC | 10 | 100% | 69.35% | 83.87% | 31.51% | 66.13% | 14.99% | 16.29% | 6.357% | 48.95% | 13.42% | Lighting
[5 empty] | Large_Office : Lighting-NC | Large_Office : Lighting-NC : 13 | Large_Office | Lighting-NC | 13 | 100% | 95.38% | 80% | 28.64% | 72.31% | 15.06% | 16.51% | 7.168% | 47.6% | 13.66% | Lighting
[5 empty] | Large_Office : Lighting-NC | Large_Office : Lighting-NC : 14 | Large_Office | Lighting-NC | 14 | 100% | 75.86% | 51.72% | 47.33% | 77.59% | 15.11% | 16.71% | 7.125% | 47.61% | 13.44% | Lighting
[5 empty] | Large_Office : Lighting-NC | Large_Office : Lighting-NC : 15 | Large_Office | Lighting-NC | 15 | 100% | 98.41% | 79.37% | 37.72% | 77.78% | 14.45% | 16.27% | 7.084% | 48.97% | 13.24% | Lighting
[5 empty] | Large_Office : Lighting-NC | Large_Office : Lighting-NC : 16 | Large_Office | Lighting-NC | 16 | 100% | 78.46% | 73.85% | 16.05% | 72.31% | 15.79% | 16.22% | 6.329% | 48.12% | 13.54% | Lighting
[5 empty] | Large_Retail_Store : Lighting-NC | Large_Retail_Store : Lighting-NC : 6 | Large_Retail_Store | Lighting-NC | 6 | 100% | 91.18% | 85.29% | 100% | 85.29% | 12.05% | 12.75% | 10.02% | 43.11% | 22.07% | Lighting
[5 empty] | Large_Retail_Store : Lighting-NC | Large_Retail_Store : Lighting-NC : 8 | Large_Retail_Store | Lighting-NC | 8 | 100% | 96.77% | 93.55% | 33.33% | 100% | 11.92% | 12.57% | 10.6% | 42.5% | 22.4% | Lighting
[5 empty] | Large_Retail_Store : Lighting-NC | Large_Retail_Store : Lighting-NC : 9 | Large_Retail_Store | Lighting-NC | 9 | 100% | 100% | 100% | 54.72% | 100% | 12.01% | 12.75% | 10.07% | 43.19% | 21.98% | Lighting
[5 empty] | Large_Retail_Store : Lighting-NC | Large_Retail_Store : Lighting-NC : 10 | Large_Retail_Store | Lighting-NC | 10 | 100% | 100% | 100% | 54.55% | 96.67% | 12% | 12.69% | 10.81% | 42.51% | 21.99% | Lighting
[5 empty] | Large_Retail_Store : Lighting-NC | Large_Retail_Store : Lighting-NC : 13 | Large_Retail_Store | Lighting-NC | 13 | 100% | 100% | 100% | 44.62% | 100% | 12.15% | 12.9% | 10.4% | 42.72% | 21.83% | Lighting
[5 empty] | Large_Retail_Store : Lighting-NC | Large_Retail_Store : Lighting-NC : 14 | Large_Retail_Store | Lighting-NC | 14 | 100% | 96.67% | 100% | 40.58% | 93.33% | 12.08% | 13.04% | 10.22% | 42.78% | 21.88% | Lighting
[5 empty] | Large_Retail_Store : Lighting-NC | Large_Retail_Store : Lighting-NC : 15 | Large_Retail_Store | Lighting-NC | 15 | 100% | 96.77% | 96.77% | 32.61% | 93.55% | 12.07% | 12.68% | 10.65% | 42.53% | 22.08% | Lighting
[5 empty] | Large_Retail_Store : Lighting-NC | Large_Retail_Store : Lighting-NC : 16 | Large_Retail_Store | Lighting-NC | 16 | 100% | 100% | 89.66% | 24.56% | 100% | 12.36% | 12.62% | 10.23% | 42.86% | 21.92% | Lighting
[5 empty] | School : Lighting-NC | School : Lighting-NC : 6 | School | Lighting-NC | 6 | 100% | 77.78% | 4.444% | 46.88% | 2.222% | 18.09% | 18.26% | 1.791% | 60.67% | 1.189% | Lighting
[5 empty] | School : Lighting-NC | School : Lighting-NC : 8 | School | Lighting-NC | 8 | 100% | 97.78% | 2.222% | 93.88% | 2.222% | 18.94% | 18.49% | 1.817% | 59.68% | 1.077% | Lighting
[5 empty] | School : Lighting-NC | School : Lighting-NC : 9 | School | Lighting-NC | 9 | 100% | 90% | 50% | 29.87% | 4% | 18.31% | 18.22% | 2.066% | 59% | 2% | Lighting
[5 empty] | School : Lighting-NC | School : Lighting-NC : 10 | School | Lighting-NC | 10 | 100% | 97.83% | 50% | 19.23% | 50% | 18.62% | 18.57% | 2.534% | 58.78% | 1.501% | Lighting
[5 empty] | School : Lighting-NC | School : Lighting-NC : 13 | School | Lighting-NC | 13 | 100% | 95.65% | 100% | 24.86% | 50% | 18.54% | 18.57% | 3.856% | 57.97% | 1.058% | Lighting
[5 empty] | School : Lighting-NC | School : Lighting-NC : 14 | School | Lighting-NC | 14 | 100% | 95.65% | 50% | 21.98% | 2.174% | 18.24% | 19.01% | 3.037% | 58.48% | 1.235% | Lighting
[5 empty] | School : Lighting-NC | School : Lighting-NC : 15 | School | Lighting-NC | 15 | 100% | 82.61% | 50% | 20.19% | 4.348% | 17.5% | 18.09% | 5.157% | 56.58% | 2.667% | Lighting
[5 empty] | School : Lighting-NC | School : Lighting-NC : 16 | School | Lighting-NC | 16 | 100% | 97.83% | 2.174% | 20.98% | 4.348% | 19.02% | 18.5% | 1.652% | 59.74% | 1.088% | Lighting
[5 empty] | Sit_Down_Restaurant : Lighting-NC | Sit_Down_Restaurant : Lighting-NC : 6 | Sit_Down_Restaurant | Lighting-NC | 6 | 100% | 100% | 100% | 33.33% | 100% | 11.07% | 12.24% | 12.31% | 34.65% | 29.73% | Lighting
[5 empty] | Sit_Down_Restaurant : Lighting-NC | Sit_Down_Restaurant : Lighting-NC : 8 | Sit_Down_Restaurant | Lighting-NC | 8 | 100% | 100% | 100% | 150% | 100% | 11.24% | 12.32% | 12.45% | 34.58% | 29.4% | Lighting
[5 empty] | Sit_Down_Restaurant : Lighting-NC | Sit_Down_Restaurant : Lighting-NC : 9 | Sit_Down_Restaurant | Lighting-NC | 9 | 100% | 100% | 100% | 21.43% | 100% | 11.31% | 12.31% | 12.35% | 34.78% | 29.26% | Lighting
[5 empty] | Sit_Down_Restaurant : Lighting-NC | Sit_Down_Restaurant : Lighting-NC : 10 | Sit_Down_Restaurant | Lighting-NC | 10 | 100% | 100% | 100% | 18.18% | 100% | 11.2% | 12.63% | 12.72% | 34.51% | 28.94% | Lighting
[5 empty] | Sit_Down_Restaurant : Lighting-NC | Sit_Down_Restaurant : Lighting-NC : 13 | Sit_Down_Restaurant | Lighting-NC | 13 | 100% | 100% | 100% | 33.33% | 66.67% | 11.37% | 13.07% | 13.21% | 33.57% | 28.78% | Lighting
[5 empty] | Sit_Down_Restaurant : Lighting-NC | Sit_Down_Restaurant : Lighting-NC : 14 | Sit_Down_Restaurant | Lighting-NC | 14 | 100% | 100% | 100% | 13.33% | 100% | 11.45% | 13.08% | 13.25% | 33.56% | 28.66% | Lighting
[5 empty] | Sit_Down_Restaurant : Lighting-NC | Sit_Down_Restaurant : Lighting-NC : 15 | Sit_Down_Restaurant | Lighting-NC | 15 | 100% | 100% | 100% | 12.5% | 100% | 11.53% | 12.99% | 13.52% | 33.58% | 28.38% | Lighting
[5 empty] | Sit_Down_Restaurant : Lighting-NC | Sit_Down_Restaurant : Lighting-NC : 16 | Sit_Down_Restaurant | Lighting-NC | 16 | 100% | 100% | 100% | 16.67% | 100% | 11.2% | 12.5% | 12.45% | 34.19% | 29.66% | Lighting
[5 empty] | Small_Office : Lighting-NC | Small_Office : Lighting-NC : 6 | Small_Office | Lighting-NC | 6 | 100% | 100% | 83.33% | 100% | 50% | 16.2% | 16.32% | 6.342% | 47.6% | 13.54% | Lighting
[5 empty] | Small_Office : Lighting-NC | Small_Office : Lighting-NC : 8 | Small_Office | Lighting-NC | 8 | 100% | 80% | 60% | 80% | 40% | 15.45% | 16.28% | 6.409% | 48.43% | 13.43% | Lighting
[5 empty] | Small_Office : Lighting-NC | Small_Office : Lighting-NC : 9 | Small_Office | Lighting-NC | 9 | 100% | 100% | 100% | 100% | 75% | 15.56% | 16.18% | 6.307% | 48.51% | 13.44% | Lighting
[5 empty] | Small_Office : Lighting-NC | Small_Office : Lighting-NC : 10 | Small_Office | Lighting-NC | 10 | 100% | 100% | 100% | 100% | 50% | 15.27% | 16.32% | 6.475% | 48.64% | 13.3% | Lighting
[5 empty] | Small_Office : Lighting-NC | Small_Office : Lighting-NC : 13 | Small_Office | Lighting-NC | 13 | 100% | 100% | 80% | 100% | 100% | 15.42% | 16.71% | 6.922% | 47.45% | 13.5% | Lighting
[5 empty] | Small_Office : Lighting-NC | Small_Office : Lighting-NC : 14 | Small_Office | Lighting-NC | 14 | 100% | 83.33% | 66.67% | 83.33% | 50% | 15.51% | 16.7% | 6.713% | 47.68% | 13.4% | Lighting
[5 empty] | Small_Office : Lighting-NC | Small_Office : Lighting-NC : 15 | Small_Office | Lighting-NC | 15 | 100% | 80% | 60% | 80% | 80% | 14.73% | 16.11% | 7.136% | 48.72% | 13.31% | Lighting
[5 empty] | Small_Office : Lighting-NC | Small_Office : Lighting-NC : 16 | Small_Office | Lighting-NC | 16 | 100% | 66.67% | 50% | 100% | 66.67% | 15.71% | 16.19% | 6.462% | 47.65% | 13.99% | Lighting
[5 empty] | Small_Retail_Store : Lighting-NC | Small_Retail_Store : Lighting-NC : 6 | Small_Retail_Store | Lighting-NC | 6 | 100% | 100% | 50% | 100% | 100% | 14.27% | 11.8% | 10.34% | 43% | 21% | Lighting
[5 empty] | Small_Retail_Store : Lighting-NC | Small_Retail_Store : Lighting-NC : 8 | Small_Retail_Store | Lighting-NC | 8 | 100% | 50% | 100% | 50% | 100% | 14.47% | 11.9% | 10.4% | 42.91% | 20.32% | Lighting
[5 empty] | Small_Retail_Store : Lighting-NC | Small_Retail_Store : Lighting-NC : 9 | Small_Retail_Store | Lighting-NC | 9 | 100% | 100% | 100% | 50% | 100% | 14.41% | 11.81% | 10.34% | 42% | 21% | Lighting
[5 empty] | Small_Retail_Store : Lighting-NC | Small_Retail_Store : Lighting-NC : 10 | Small_Retail_Store | Lighting-NC | 10 | 100% | 100% | 100% | 50% | 100% | 14.43% | 12.02% | 10.41% | 43.15% | 19.99% | Lighting
[5 empty] | Small_Retail_Store : Lighting-NC | Small_Retail_Store : Lighting-NC : 13 | Small_Retail_Store | Lighting-NC | 13 | 100% | 50% | 100% | 33.33% | 100% | 14.77% | 12.46% | 10.74% | 41.97% | 20.05% | Lighting
[5 empty] | Small_Retail_Store : Lighting-NC | Small_Retail_Store : Lighting-NC : 14 | Small_Retail_Store | Lighting-NC | 14 | 100% | 0% | 0% | 25% | 100% | 14.86% | 12.46% | 10.76% | 42.11% | 19.82% | Lighting
[5 empty] | Small_Retail_Store : Lighting-NC | Small_Retail_Store : Lighting-NC : 15 | Small_Retail_Store | Lighting-NC | 15 | 100% | 100% | 100% | 25% | 100% | 14.34% | 12.11% | 10.58% | 42.86% | 20.11% | Lighting
[5 empty] | Small_Retail_Store : Lighting-NC | Small_Retail_Store : Lighting-NC : 16 | Small_Retail_Store | Lighting-NC | 16 | 100% | 50% | 50% | 33.33% | 100% | 14.96% | 12.03% | 10.57% | 42.34% | 20.1% | Lighting
[5 empty] | Storage_Building : Lighting-NC | Storage_Building : Lighting-NC : 6 | Storage_Building | Lighting-NC | 6 | 100% | 84.78% | 106.5% | 51.58% | 97.83% | 8.479% | 9.313% | 18.04% | 26.22% | 37.95% | Lighting
[5 empty] | Storage_Building : Lighting-NC | Storage_Building : Lighting-NC : 8 | Storage_Building | Lighting-NC | 8 | 100% | 100% | 100% | 64.94% | 100% | 8.828% | 9.648% | 18% | 26.38% | 37.15% | Lighting
[5 empty] | Storage_Building : Lighting-NC | Storage_Building : Lighting-NC : 9 | Storage_Building | Lighting-NC | 9 | 100% | 97.62% | 100% | 46.15% | 100% | 8.934% | 9.624% | 17.83% | 28% | 36% | Lighting
[5 empty] | Storage_Building : Lighting-NC | Storage_Building : Lighting-NC : 10 | Storage_Building | Lighting-NC | 10 | 100% | 95.12% | 92.68% | 31.85% | 100% | 8.697% | 9.994% | 17.96% | 26.57% | 36.78% | Lighting
[5 empty] | Storage_Building : Lighting-NC | Storage_Building : Lighting-NC : 13 | Storage_Building | Lighting-NC | 13 | 100% | 100% | 97.06% | 43.96% | 100% | 8.528% | 10.37% | 18.66% | 25.76% | 36.69% | Lighting
[5 empty] | Storage_Building : Lighting-NC | Storage_Building : Lighting-NC : 14 | Storage_Building | Lighting-NC | 14 | 100% | 107.7% | 100% | 29.5% | 100% | 8.637% | 10.29% | 18.75% | 25.75% | 36.58% | Lighting
[5 empty] | Storage_Building : Lighting-NC | Storage_Building : Lighting-NC : 15 | Storage_Building | Lighting-NC | 15 | 100% | 102.5% | 100% | 34.45% | 100% | 8.224% | 10.25% | 19.36% | 26.47% | 35.71% | Lighting
[5 empty] | Storage_Building : Lighting-NC | Storage_Building : Lighting-NC : 16 | Storage_Building | Lighting-NC | 16 | 100% | 100% | 100% | 30.07% | 100% | 8.75% | 9.539% | 18.18% | 25.54% | 37.99% | Lighting
[5 empty] | Assembly : Hi_Perf_Glass-NC | Assembly : Hi_Perf_Glass-NC : 6 | Assembly | Hi_Perf_Glass-NC | 6 | 100% | 51.44% | 49.58% | 65.13% | 27.06% | 0.16835 | 0.21839 | 0.049654 | 0.45475 | 0.11058 | HVAC
[5 empty] | Assembly : Hi_Perf_Glass-NC | Assembly : Hi_Perf_Glass-NC : 8 | Assembly | Hi_Perf_Glass-NC | 8 | 100% | 51.44% | 49.58% | 65.13% | 27.06% | 0.16835 | 0.21839 | 0.049654 | 0.45475 | 0.11058 | HVAC
[5 empty] | Assembly : Hi_Perf_Glass-NC | Assembly : Hi_Perf_Glass-NC : 9 | Assembly | Hi_Perf_Glass-NC | 9 | 100% | 51.44% | 49.58% | 65.13% | 27.06% | 0.16835 | 0.21839 | 0.049654 | 0.45475 | 0.11058 | HVAC
[5 empty] | Assembly : Hi_Perf_Glass-NC | Assembly : Hi_Perf_Glass-NC : 10 | Assembly | Hi_Perf_Glass-NC | 10 | 100% | 51.44% | 49.58% | 65.13% | 27.06% | 0.16835 | 0.21839 | 0.049654 | 0.45475 | 0.11058 | HVAC
[5 empty] | Assembly : Hi_Perf_Glass-NC | Assembly : Hi_Perf_Glass-NC : 13 | Assembly | Hi_Perf_Glass-NC | 13 | 100% | 44.44% | 66.67% | 51.85% | 51.85% | 0.14985 | 0.14175 | 0.12442 | 0.38281 | 0.2024 | HVAC
[5 empty] | Assembly : Hi_Perf_Glass-NC | Assembly : Hi_Perf_Glass-NC : 14 | Assembly | Hi_Perf_Glass-NC | 14 | 100% | 44.44% | 66.67% | 51.85% | 51.85% | 0.14985 | 0.14175 | 0.12442 | 0.38281 | 0.2024 | HVAC
[5 empty] | Assembly : Hi_Perf_Glass-NC | Assembly : Hi_Perf_Glass-NC : 15 | Assembly | Hi_Perf_Glass-NC | 15 | 100% | 44.44% | 66.67% | 51.85% | 51.85% | 0.14985 | 0.14175 | 0.12442 | 0.38281 | 0.2024 | HVAC
[5 empty] | Assembly : Hi_Perf_Glass-NC | Assembly : Hi_Perf_Glass-NC : 16 | Assembly | Hi_Perf_Glass-NC | 16 | 100% | 51.44% | 49.58% | 65.13% | 27.06% | 0.16835 | 0.21839 | 0.049654 | 0.45475 | 0.11058 | HVAC
[5 empty] | College_University : Hi_Perf_Glass-NC | College_University : Hi_Perf_Glass-NC : 6 | College_University | Hi_Perf_Glass-NC | 6 | 100% | 41.5% | 39.31% | 42.34% | 65.72% | 0.18357 | 0.15889 | 0.072354 | 0.44566 | 0.14179 | HVAC
[5 empty] | College_University : Hi_Perf_Glass-NC | College_University : Hi_Perf_Glass-NC : 8 | College_University | Hi_Perf_Glass-NC | 8 | 100% | 70.91% | 84.59% | 90.03% | 68.18% | 0.20737 | 0.16366 | 0.065492 | 0.46786 | 0.095627 | HVAC
[5 empty] | College_University : Hi_Perf_Glass-NC | College_University : Hi_Perf_Glass-NC : 9 | College_University | Hi_Perf_Glass-NC | 9 | 100% | 55.2% | 82.4% | 52% | 72% | 0.18358 | 0.15817 | 0.0874 | 0.43764 | 0.13321 | HVAC
[5 empty] | College_University : Hi_Perf_Glass-NC | College_University : Hi_Perf_Glass-NC : 10 | College_University | Hi_Perf_Glass-NC | 10 | 100% | 61.61% | 67.86% | 39.29% | 48.21% | 0.18 | 0.14544 | 0.10483 | 0.43062 | 0.13935 | HVAC
[5 empty] | College_University : Hi_Perf_Glass-NC | College_University : Hi_Perf_Glass-NC : 13 | College_University | Hi_Perf_Glass-NC | 13 | 100% | 83.18% | 92.05% | 86.24% | 78.59% | 0.17811 | 0.11952 | 0.14056 | 0.40107 | 0.16252 | HVAC
[5 empty] | College_University : Hi_Perf_Glass-NC | College_University : Hi_Perf_Glass-NC : 14 | College_University | Hi_Perf_Glass-NC | 14 | 100% | 47.52% | 80.2% | 50.5% | 23.76% | 0.17872 | 0.15619 | 0.1721 | 0.42433 | 0.068646 | HVAC
[5 empty] | College_University : Hi_Perf_Glass-NC | College_University : Hi_Perf_Glass-NC : 15 | College_University | Hi_Perf_Glass-NC | 15 | 100% | 59.6% | 72.73% | 51.52% | 38.38% | 0.1744 | 0.16083 | 0.1763 | 0.44918 | 0.039292 | HVAC
[5 empty] | College_University : Hi_Perf_Glass-NC | College_University : Hi_Perf_Glass-NC : 16 | College_University | Hi_Perf_Glass-NC | 16 | 100% | 51.43% | 81.55% | 50.6% | 41.31% | 0.19756 | 0.17018 | 0.14715 | 0.4313 | 0.056015 | HVAC
[5 empty] | Fast_Food_Restaurant : Hi_Perf_Glass-NC | Fast_Food_Restaurant : Hi_Perf_Glass-NC : 6 | Fast_Food_Restaurant | Hi_Perf_Glass-NC | 6 | 100% | 55.56% | 66.67% | 66.67% | 77.78% | 0.17654 | 0.1026 | 0.13032 | 0.38711 | 0.20343 | HVAC
[5 empty] | Fast_Food_Restaurant : Hi_Perf_Glass-NC | Fast_Food_Restaurant : Hi_Perf_Glass-NC : 8 | Fast_Food_Restaurant | Hi_Perf_Glass-NC | 8 | 100% | 100% | 100% | 100% | 100% | 0.17736 | 0.10107 | 0.13271 | 0.38655 | 0.20231 | HVAC
[5 empty] | Fast_Food_Restaurant : Hi_Perf_Glass-NC | Fast_Food_Restaurant : Hi_Perf_Glass-NC : 9 | Fast_Food_Restaurant | Hi_Perf_Glass-NC | 9 | 100% | 50% | 100% | 100% | 100% | 0.17934 | 0.097934 | 0.13333 | 0.38365 | 0.20575 | HVAC
[5 empty] | Fast_Food_Restaurant : Hi_Perf_Glass-NC | Fast_Food_Restaurant : Hi_Perf_Glass-NC : 10 | Fast_Food_Restaurant | Hi_Perf_Glass-NC | 10 | 100% | 71.59% | 90.71% | 69.13% | 82.52% | 0.18289 | 0.13757 | 0.099068 | 0.422 | 0.1603 | HVAC
[5 empty] | Fast_Food_Restaurant : Hi_Perf_Glass-NC | Fast_Food_Restaurant : Hi_Perf_Glass-NC : 13 | Fast_Food_Restaurant | Hi_Perf_Glass-NC | 13 | 100% | 83.97% | 83.97% | 83.97% | 67.78% | 0.20689 | 0.13543 | 0.081518 | 0.44779 | 0.12614 | HVAC
[5 empty] | Fast_Food_Restaurant : Hi_Perf_Glass-NC | Fast_Food_Restaurant : Hi_Perf_Glass-NC : 14 | Fast_Food_Restaurant | Hi_Perf_Glass-NC | 14 | 100% | 50% | 100% | 50% | 50% | 0.15517 | 0.079976 | 0.12964 | 0.41 | 0.22557 | HVAC
[5 empty] | Fast_Food_Restaurant : Hi_Perf_Glass-NC | Fast_Food_Restaurant : Hi_Perf_Glass-NC : 15 | Fast_Food_Restaurant | Hi_Perf_Glass-NC | 15 | 100% | 100% | 100% | 100% | 100% | 0.15446 | 0.053661 | 0.10232 | 0.435 | 0.25918 | HVAC
[5 empty] | Fast_Food_Restaurant : Hi_Perf_Glass-NC | Fast_Food_Restaurant : Hi_Perf_Glass-NC : 16 | Fast_Food_Restaurant | Hi_Perf_Glass-NC | 16 | 100% | 100% | 100% | 100% | 100% | 0.16262 | 0.092783 | 0.13526 | 0.40059 | 0.21205 | HVAC
[5 empty] | Grocery_Store : Hi_Perf_Glass-NC | Grocery_Store : Hi_Perf_Glass-NC : 6 | Grocery_Store | Hi_Perf_Glass-NC | 6 | 100% | 96.97% | 96.97% | 100% | 93.33% | 0.14626 | 0.15007 | 0.20957 | 0.29217 | 0.20193 | HVAC
[5 empty] | Grocery_Store : Hi_Perf_Glass-NC | Grocery_Store : Hi_Perf_Glass-NC : 8 | Grocery_Store | Hi_Perf_Glass-NC | 8 | 100% | 100% | 90.91% | 100% | 100% | 0.13995 | 0.14985 | 0.20697 | 0.29924 | 0.20399 | HVAC
[5 empty] | Grocery_Store : Hi_Perf_Glass-NC | Grocery_Store : Hi_Perf_Glass-NC : 9 | Grocery_Store | Hi_Perf_Glass-NC | 9 | 100% | 100% | 100% | 85.71% | 78.57% | 0.13818 | 0.15837 | 0.20591 | 0.3 | 0.19578 | HVAC
[5 empty] | Grocery_Store : Hi_Perf_Glass-NC | Grocery_Store : Hi_Perf_Glass-NC : 10 | Grocery_Store | Hi_Perf_Glass-NC | 10 | 100% | 95.19% | 63.16% | 95.13% | 55.22% | 0.1776 | 0.19515 | 0.096535 | 0.46984 | 0.060733 | HVAC
[5 empty] | Grocery_Store : Hi_Perf_Glass-NC | Grocery_Store : Hi_Perf_Glass-NC : 13 | Grocery_Store | Hi_Perf_Glass-NC | 13 | 100% | 100% | 100% | 91.67% | 91.67% | 0.13184 | 0.17933 | 0.26879 | 0.24363 | 0.1764 | HVAC
[5 empty] | Grocery_Store : Hi_Perf_Glass-NC | Grocery_Store : Hi_Perf_Glass-NC : 14 | Grocery_Store | Hi_Perf_Glass-NC | 14 | 100% | 91.67% | 100% | 91.67% | 100% | 0.13503 | 0.1801 | 0.27048 | 0.24378 | 0.17061 | HVAC
[5 empty] | Grocery_Store : Hi_Perf_Glass-NC | Grocery_Store : Hi_Perf_Glass-NC : 15 | Grocery_Store | Hi_Perf_Glass-NC | 15 | 100% | 100% | 61% | 66.95% | 100% | 0.14954 | 0.12522 | 0.2006 | 0.35476 | 0.16987 | HVAC
[5 empty] | Grocery_Store : Hi_Perf_Glass-NC | Grocery_Store : Hi_Perf_Glass-NC : 16 | Grocery_Store | Hi_Perf_Glass-NC | 16 | 100% | 90.74% | 100% | 93.52% | 98.15% | 0.15237 | 0.18194 | 0.24864 | 0.2487 | 0.16835 | HVAC
[5 empty] | Hospital : Hi_Perf_Glass-NC | Hospital : Hi_Perf_Glass-NC : 6 | Hospital | Hi_Perf_Glass-NC | 6 | 100% | 91.67% | 72.33% | 72.33% | 44.33% | 0.16667 | 0.13 | 0.15 | 0.39333 | 0.16 | HVAC
[5 empty] | Hospital : Hi_Perf_Glass-NC | Hospital : Hi_Perf_Glass-NC : 8 | Hospital | Hi_Perf_Glass-NC | 8 | 100% | 97.22% | 77.53% | 80.56% | 83.33% | 0.14988 | 0.13864 | 0.19086 | 0.32669 | 0.18985 | HVAC
[5 empty] | Hospital : Hi_Perf_Glass-NC | Hospital : Hi_Perf_Glass-NC : 9 | Hospital | Hi_Perf_Glass-NC | 9 | 100% | 100% | 33% | 33% | 33% | 0.17 | 0.1 | 0.14 | 0.43 | 0.16 | HVAC
[5 empty] | Hospital : Hi_Perf_Glass-NC | Hospital : Hi_Perf_Glass-NC : 10 | Hospital | Hi_Perf_Glass-NC | 10 | 100% | 100% | 50% | 50% | 50% | 0.19 | 0.11 | 0.16 | 0.42 | 0.12 | HVAC
[5 empty] | Hospital : Hi_Perf_Glass-NC | Hospital : Hi_Perf_Glass-NC : 13 | Hospital | Hi_Perf_Glass-NC | 13 | 100% | 89% | 40.78% | 74.46% | 25.89% | 0.19667 | 0.18333 | 0.091686 | 0.49333 | 0.03 | HVAC
[5 empty] | Hospital : Hi_Perf_Glass-NC | Hospital : Hi_Perf_Glass-NC : 14 | Hospital | Hi_Perf_Glass-NC | 14 | 100% | 50% | 100% | 100% | 50% | 0.15 | 0.1 | 0.15 | 0.42 | 0.18 | HVAC
[5 empty] | Hospital : Hi_Perf_Glass-NC | Hospital : Hi_Perf_Glass-NC : 15 | Hospital | Hi_Perf_Glass-NC | 15 | 100% | 50% | 50% | 50% | 50% | 0.18 | 0.12 | 0.18 | 0.37 | 0.15 | HVAC
[5 empty] | Hospital : Hi_Perf_Glass-NC | Hospital : Hi_Perf_Glass-NC : 16 | Hospital | Hi_Perf_Glass-NC | 16 | 100% | 83.33% | 50% | 66.67% | 91.67% | 0.16667 | 0.10667 | 0.16 | 0.41 | 0.15667 | HVAC
[5 empty] | Large_Office : Hi_Perf_Glass-NC | Large_Office : Hi_Perf_Glass-NC : 6 | Large_Office | Hi_Perf_Glass-NC | 6 | 100% | 83.19% | 66.84% | 98.09% | 48.59% | 0.2337 | 0.18157 | 0.070478 | 0.44 | 0.073647 | HVAC
[5 empty] | Large_Office : Hi_Perf_Glass-NC | Large_Office : Hi_Perf_Glass-NC : 8 | Large_Office | Hi_Perf_Glass-NC | 8 | 100% | 77.02% | 75.78% | 99.38% | 40.37% | 0.22271 | 0.18384 | 0.074056 | 0.445 | 0.075602 | HVAC
[5 empty] | Large_Office : Hi_Perf_Glass-NC | Large_Office : Hi_Perf_Glass-NC : 9 | Large_Office | Hi_Perf_Glass-NC | 9 | 100% | 81.21% | 66.06% | 99.39% | 38.79% | 0.2275 | 0.17232 | 0.070572 | 0.43289 | 0.096721 | HVAC
[5 empty] | Large_Office : Hi_Perf_Glass-NC | Large_Office : Hi_Perf_Glass-NC : 10 | Large_Office | Hi_Perf_Glass-NC | 10 | 100% | 73.84% | 89.29% | 66.26% | 67.58% | 0.22991 | 0.12482 | 0.11285 | 0.39562 | 0.13963 | HVAC
[5 empty] | Large_Office : Hi_Perf_Glass-NC | Large_Office : Hi_Perf_Glass-NC : 13 | Large_Office | Hi_Perf_Glass-NC | 13 | 100% | 100% | 100% | 82.61% | 100% | 0.19187 | 0.16852 | 0.080668 | 0.50247 | 0.056474 | HVAC
[5 empty] | Large_Office : Hi_Perf_Glass-NC | Large_Office : Hi_Perf_Glass-NC : 14 | Large_Office | Hi_Perf_Glass-NC | 14 | 100% | 100% | 100% | 100% | 100% | 0.1985 | 0.16961 | 0.078403 | 0.535 | 0.016621 | HVAC
[5 empty] | Large_Office : Hi_Perf_Glass-NC | Large_Office : Hi_Perf_Glass-NC : 15 | Large_Office | Hi_Perf_Glass-NC | 15 | 100% | 100% | 100% | 100% | 100% | 0.062767 | 0.19218 | 0.086821 | 0.4776 | 0.18063 | HVAC
[5 empty] | Large_Office : Hi_Perf_Glass-NC | Large_Office : Hi_Perf_Glass-NC : 16 | Large_Office | Hi_Perf_Glass-NC | 16 | 100% | 100% | 100% | 100% | 94.1% | 0.22173 | 0.18056 | 0.070266 | 0.5172 | 0.010248 | HVAC
[5 empty] | School : Hi_Perf_Glass-NC | School : Hi_Perf_Glass-NC : 6 | School | Hi_Perf_Glass-NC | 6 | 100% | 95.84% | 40.19% | 97% | 23.56% | 0.20783 | 0.21 | 0.013218 | 0.565 | 0 | HVAC
[5 empty] | School : Hi_Perf_Glass-NC | School : Hi_Perf_Glass-NC : 8 | School | Hi_Perf_Glass-NC | 8 | 100% | 96.62% | 35.81% | 100% | 33.11% | 0.19 | 0.21 | 0.036306 | 0.56 | 0 | HVAC
[5 empty] | School : Hi_Perf_Glass-NC | School : Hi_Perf_Glass-NC : 9 | School | Hi_Perf_Glass-NC | 9 | 100% | 93.04% | 49.37% | 96.84% | 36.71% | 0.2 | 0.21 | 0.033803 | 0.56 | 0 | HVAC
[5 empty] | School : Hi_Perf_Glass-NC | School : Hi_Perf_Glass-NC : 10 | School | Hi_Perf_Glass-NC | 10 | 100% | 100% | 34.38% | 67.94% | 35.07% | 0.17333 | 0.14333 | 0.11231 | 0.46 | 0.10667 | HVAC
[5 empty] | School : Hi_Perf_Glass-NC | School : Hi_Perf_Glass-NC : 13 | School | Hi_Perf_Glass-NC | 13 | 100% | 99.77% | 76.86% | 93.3% | 74.81% | 0.1559 | 0.18211 | 0.16873 | 0.37 | 0.12225 | HVAC
[5 empty] | School : Hi_Perf_Glass-NC | School : Hi_Perf_Glass-NC : 14 | School | Hi_Perf_Glass-NC | 14 | 100% | 91.55% | 49.3% | 97.18% | 42.96% | 0.21 | 0.22 | 0.04 | 0.53 | 0 | HVAC
[5 empty] | School : Hi_Perf_Glass-NC | School : Hi_Perf_Glass-NC : 15 | School | Hi_Perf_Glass-NC | 15 | 100% | 95.03% | 56.52% | 91.3% | 45.34% | 0.18 | 0.2 | 0.07 | 0.55 | 0 | HVAC
[5 empty] | School : Hi_Perf_Glass-NC | School : Hi_Perf_Glass-NC : 16 | School | Hi_Perf_Glass-NC | 16 | 100% | 92.73% | 39.28% | 94.77% | 38.43% | 0.22 | 0.22667 | 0.033333 | 0.52 | 0 | HVAC
[5 empty] | Sit_Down_Restaurant : Hi_Perf_Glass-NC | Sit_Down_Restaurant : Hi_Perf_Glass-NC : 6 | Sit_Down_Restaurant | Hi_Perf_Glass-NC | 6 | 100% | 72.42% | 100% | 91.07% | 95.83% | 0.21228 | 0.10016 | 0.13055 | 0.37846 | 0.17816 | HVAC
[5 empty] | Sit_Down_Restaurant : Hi_Perf_Glass-NC | Sit_Down_Restaurant : Hi_Perf_Glass-NC : 8 | Sit_Down_Restaurant | Hi_Perf_Glass-NC | 8 | 100% | 85.71% | 100% | 100% | 100% | 0.21603 | 0.10049 | 0.13396 | 0.37241 | 0.17711 | HVAC
[5 empty] | Sit_Down_Restaurant : Hi_Perf_Glass-NC | Sit_Down_Restaurant : Hi_Perf_Glass-NC : 9 | Sit_Down_Restaurant | Hi_Perf_Glass-NC | 9 | 100% | 66.67% | 88.89% | 66.67% | 88.89% | 0.23191 | 0.095638 | 0.13442 | 0.3659 | 0.17213 | HVAC
[5 empty] | Sit_Down_Restaurant : Hi_Perf_Glass-NC | Sit_Down_Restaurant : Hi_Perf_Glass-NC : 10 | Sit_Down_Restaurant | Hi_Perf_Glass-NC | 10 | 100% | 20.83% | 33.33% | 29.17% | 29.17% | 0.075986 | 0.12905 | 0.1628 | 0.42477 | 0.2074 | HVAC
[5 empty] | Sit_Down_Restaurant : Hi_Perf_Glass-NC | Sit_Down_Restaurant : Hi_Perf_Glass-NC : 13 | Sit_Down_Restaurant | Hi_Perf_Glass-NC | 13 | 100% | 89.08% | 86.83% | 88.04% | 41.28% | 0.22466 | 0.15483 | 0.095224 | 0.42104 | 0.10799 | HVAC
[5 empty] | Sit_Down_Restaurant : Hi_Perf_Glass-NC | Sit_Down_Restaurant : Hi_Perf_Glass-NC : 14 | Sit_Down_Restaurant | Hi_Perf_Glass-NC | 14 | 100% | 80% | 100% | 100% | 80% | 0.20934 | 0.097446 | 0.13113 | 0.37733 | 0.18476 | HVAC
[5 empty] | Sit_Down_Restaurant : Hi_Perf_Glass-NC | Sit_Down_Restaurant : Hi_Perf_Glass-NC : 15 | Sit_Down_Restaurant | Hi_Perf_Glass-NC | 15 | 100% | 57.14% | 100% | 71.43% | 85.71% | 0.22269 | 0.085696 | 0.13292 | 0.375 | 0.18378 | HVAC
[5 empty] | Sit_Down_Restaurant : Hi_Perf_Glass-NC | Sit_Down_Restaurant : Hi_Perf_Glass-NC : 16 | Sit_Down_Restaurant | Hi_Perf_Glass-NC | 16 | 100% | 74.44% | 94.44% | 94.44% | 74.44% | 0.21318 | 0.10348 | 0.13293 | 0.37298 | 0.17744 | HVAC
[5 empty] | Small_Office : Hi_Perf_Glass-NC | Small_Office : Hi_Perf_Glass-NC : 6 | Small_Office | Hi_Perf_Glass-NC | 6 | 100% | 100% | 62.45% | 77.47% | 60.07% | 0.22775 | 0.16767 | 0.052802 | 0.47156 | 0.080225 | HVAC
[5 empty] | Small_Office : Hi_Perf_Glass-NC | Small_Office : Hi_Perf_Glass-NC : 8 | Small_Office | Hi_Perf_Glass-NC | 8 | 100% | 72.73% | 90.91% | 100% | 54.55% | 0.22 | 0.16632 | 0.053344 | 0.47939 | 0.080946 | HVAC
[5 empty] | Small_Office : Hi_Perf_Glass-NC | Small_Office : Hi_Perf_Glass-NC : 9 | Small_Office | Hi_Perf_Glass-NC | 9 | 100% | 86.44% | 50.1% | 78.1% | 59.51% | 0.19041 | 0.12634 | 0.11788 | 0.42548 | 0.14322 | HVAC
[5 empty] | Small_Office : Hi_Perf_Glass-NC | Small_Office : Hi_Perf_Glass-NC : 10 | Small_Office | Hi_Perf_Glass-NC | 10 | 100% | 68.25% | 92.86% | 68.25% | 61.11% | 0.19635 | 0.11963 | 0.10731 | 0.41405 | 0.16266 | HVAC
[5 empty] | Small_Office : Hi_Perf_Glass-NC | Small_Office : Hi_Perf_Glass-NC : 13 | Small_Office | Hi_Perf_Glass-NC | 13 | 100% | 100% | 100% | 100% | 75% | 0.1848 | 0.1594 | 0.074176 | 0.515 | 0.066981 | HVAC
[5 empty] | Small_Office : Hi_Perf_Glass-NC | Small_Office : Hi_Perf_Glass-NC : 14 | Small_Office | Hi_Perf_Glass-NC | 14 | 100% | 100% | 100% | 100% | 37.5% | 0.18122 | 0.15826 | 0.070357 | 0.52582 | 0.064336 | HVAC
[5 empty] | Small_Office : Hi_Perf_Glass-NC | Small_Office : Hi_Perf_Glass-NC : 15 | Small_Office | Hi_Perf_Glass-NC | 15 | 100% | 63.59% | 80.71% | 72.49% | 57.19% | 0.17135 | 0.14881 | 0.12201 | 0.46465 | 0.089362 | HVAC
[5 empty] | Small_Office : Hi_Perf_Glass-NC | Small_Office : Hi_Perf_Glass-NC : 16 | Small_Office | Hi_Perf_Glass-NC | 16 | 100% | 100% | 100% | 100% | 50.65% | 0.19937 | 0.16928 | 0.067717 | 0.51725 | 0.046379 | HVAC
[5 empty] | Assembly : Lo_Gain_Wndw-NC | Assembly : Lo_Gain_Wndw-NC : 6 | Assembly | Lo_Gain_Wndw-NC | 6 | 100% | 67% | 59% | 100% | 49% | 13% | 15.67% | 15.33% | 32% | 24% | HVAC
[5 empty] | Assembly : Lo_Gain_Wndw-NC | Assembly : Lo_Gain_Wndw-NC : 8 | Assembly | Lo_Gain_Wndw-NC | 8 | 100% | 63.5% | 63.5% | 100% | 90% | 13% | 15.5% | 15% | 33% | 23.5% | HVAC
[5 empty] | Assembly : Lo_Gain_Wndw-NC | Assembly : Lo_Gain_Wndw-NC : 9 | Assembly | Lo_Gain_Wndw-NC | 9 | 100% | 63.5% | 90% | 100% | 90% | 13% | 15% | 15% | 32.5% | 24% | HVAC
[5 empty] | Assembly : Lo_Gain_Wndw-NC | Assembly : Lo_Gain_Wndw-NC : 10 | Assembly | Lo_Gain_Wndw-NC | 10 | 100% | 41% | 75.67% | 76.67% | 76.67% | 13.77% | 15.08% | 14.75% | 33.43% | 23% | HVAC
[5 empty] | Assembly : Lo_Gain_Wndw-NC | Assembly : Lo_Gain_Wndw-NC : 13 | Assembly | Lo_Gain_Wndw-NC | 13 | 100% | 16.5% | 16.5% | 83.5% | 66.5% | 17% | 18% | 17% | 29% | 19% | HVAC
[5 empty] | Assembly : Lo_Gain_Wndw-NC | Assembly : Lo_Gain_Wndw-NC : 14 | Assembly | Lo_Gain_Wndw-NC | 14 | 100% | 47.67% | 85.67% | 90.33% | 57% | 17.67% | 18.67% | 17.33% | 26.67% | 20% | HVAC
[5 empty] | Assembly : Lo_Gain_Wndw-NC | Assembly : Lo_Gain_Wndw-NC : 15 | Assembly | Lo_Gain_Wndw-NC | 15 | 100% | 37.5% | 100% | 62.5% | 12.5% | 13.5% | 14.5% | 14% | 34% | 24% | HVAC
[5 empty] | Assembly : Lo_Gain_Wndw-NC | Assembly : Lo_Gain_Wndw-NC : 16 | Assembly | Lo_Gain_Wndw-NC | 16 | 100% | 100% | 100% | 100% | 50% | 18% | 17% | 17% | 26% | 22% | HVAC
[5 empty] | College_University : Lo_Gain_Wndw-NC | College_University : Lo_Gain_Wndw-NC : 6 | College_University | Lo_Gain_Wndw-NC | 6 | 100% | 89.3% | 43.88% | 67.35% | 100% | 28.62% | 24.75% | 4.351% | 30.86% | 11.42% | HVAC
[5 empty] | College_University : Lo_Gain_Wndw-NC | College_University : Lo_Gain_Wndw-NC : 8 | College_University | Lo_Gain_Wndw-NC | 8 | 100% | 91.09% | 96.61% | 91.94% | 100% | 21.15% | 22.37% | 12.98% | 30.39% | 13.11% | HVAC
[5 empty] | College_University : Lo_Gain_Wndw-NC | College_University : Lo_Gain_Wndw-NC : 9 | College_University | Lo_Gain_Wndw-NC | 9 | 100% | 89.24% | 96.99% | 88.31% | 89.58% | 20.92% | 24.92% | 10.81% | 32.37% | 10.97% | HVAC
[5 empty] | College_University : Lo_Gain_Wndw-NC | College_University : Lo_Gain_Wndw-NC : 10 | College_University | Lo_Gain_Wndw-NC | 10 | 100% | 97.84% | 100% | 88.24% | 85.99% | 15.94% | 18.53% | 21.69% | 28.82% | 15.36% | HVAC
[5 empty] | College_University : Lo_Gain_Wndw-NC | College_University : Lo_Gain_Wndw-NC : 13 | College_University | Lo_Gain_Wndw-NC | 13 | 100% | 100% | 100% | 100% | 91.37% | 15.35% | 19.82% | 30.62% | 29.07% | 5.134% | HVAC
[5 empty] | College_University : Lo_Gain_Wndw-NC | College_University : Lo_Gain_Wndw-NC : 14 | College_University | Lo_Gain_Wndw-NC | 14 | 100% | 96.77% | 100% | 94.34% | 78.89% | 15.33% | 19.63% | 32.44% | 26.97% | 5.633% | HVAC
[5 empty] | College_University : Lo_Gain_Wndw-NC | College_University : Lo_Gain_Wndw-NC : 15 | College_University | Lo_Gain_Wndw-NC | 15 | 100% | 97.13% | 100% | 81.29% | 95.78% | 12.52% | 16.2% | 34.57% | 35% | 1.651% | HVAC
[5 empty] | College_University : Lo_Gain_Wndw-NC | College_University : Lo_Gain_Wndw-NC : 16 | College_University | Lo_Gain_Wndw-NC | 16 | 100% | 91.81% | 85.66% | 27.47% | 79.81% | 40.42% | 31% | 18.62% | 10.03% | 0% | HVAC
[5 empty] | Fast_Food_Restaurant : Lo_Gain_Wndw-NC | Fast_Food_Restaurant : Lo_Gain_Wndw-NC : 6 | Fast_Food_Restaurant | Lo_Gain_Wndw-NC | 6 | 100% | 66.67% | 100% | 100% | 100% | 13.67% | 13.58% | 14.75% | 37.43% | 20.58% | HVAC
[5 empty] | Fast_Food_Restaurant : Lo_Gain_Wndw-NC | Fast_Food_Restaurant : Lo_Gain_Wndw-NC : 8 | Fast_Food_Restaurant | Lo_Gain_Wndw-NC | 8 | 100% | 100% | 100% | 100% | 100% | 13.45% | 13.26% | 15.04% | 37.56% | 20.69% | HVAC
[5 empty] | Fast_Food_Restaurant : Lo_Gain_Wndw-NC | Fast_Food_Restaurant : Lo_Gain_Wndw-NC : 9 | Fast_Food_Restaurant | Lo_Gain_Wndw-NC | 9 | 100% | 89% | 89% | 83.33% | 61% | 13.18% | 14.15% | 14.48% | 35.79% | 22.4% | HVAC
[5 empty] | Fast_Food_Restaurant : Lo_Gain_Wndw-NC | Fast_Food_Restaurant : Lo_Gain_Wndw-NC : 10 | Fast_Food_Restaurant | Lo_Gain_Wndw-NC | 10 | 100% | 100% | 100% | 100% | 100% | 13.54% | 13.03% | 14.51% | 38.3% | 20.62% | HVAC
[5 empty] | Fast_Food_Restaurant : Lo_Gain_Wndw-NC | Fast_Food_Restaurant : Lo_Gain_Wndw-NC : 13 | Fast_Food_Restaurant | Lo_Gain_Wndw-NC | 13 | 100% | 100% | 100% | 100% | 100% | 6.964% | 10.61% | 17.07% | 40.34% | 25.02% | HVAC
[5 empty] | Fast_Food_Restaurant : Lo_Gain_Wndw-NC | Fast_Food_Restaurant : Lo_Gain_Wndw-NC : 14 | Fast_Food_Restaurant | Lo_Gain_Wndw-NC | 14 | 100% | 100% | 100% | 100% | 100% | 8.887% | 11.65% | 15.3% | 40.46% | 23.7% | HVAC
[5 empty] | Fast_Food_Restaurant : Lo_Gain_Wndw-NC | Fast_Food_Restaurant : Lo_Gain_Wndw-NC : 15 | Fast_Food_Restaurant | Lo_Gain_Wndw-NC | 15 | 100% | 100% | 100% | 100% | 100% | 2.052% | 2.374% | 4.495% | 52.31% | 38.65% | HVAC
[5 empty] | Fast_Food_Restaurant : Lo_Gain_Wndw-NC | Fast_Food_Restaurant : Lo_Gain_Wndw-NC : 16 | Fast_Food_Restaurant | Lo_Gain_Wndw-NC | 16 | 100% | 94.33% | 94.33% | 83.33% | 77.67% | 18.37% | 20.16% | 25.1% | 25.79% | 10.58% | HVAC
[5 empty] | Grocery_Store : Lo_Gain_Wndw-NC | Grocery_Store : Lo_Gain_Wndw-NC : 6 | Grocery_Store | Lo_Gain_Wndw-NC | 6 | 100% | 100% | 100% | 81.48% | 88.89% | 15.91% | 16.75% | 25.09% | 24.24% | 18.01% | HVAC
[5 empty] | Grocery_Store : Lo_Gain_Wndw-NC | Grocery_Store : Lo_Gain_Wndw-NC : 8 | Grocery_Store | Lo_Gain_Wndw-NC | 8 | 100% | 100% | 100% | 100% | 100% | 14.67% | 16.36% | 24.23% | 26.19% | 18.56% | HVAC
[5 empty] | Grocery_Store : Lo_Gain_Wndw-NC | Grocery_Store : Lo_Gain_Wndw-NC : 9 | Grocery_Store | Lo_Gain_Wndw-NC | 9 | 100% | 97.95% | 100% | 90.35% | 93.94% | 17.83% | 19.11% | 19.1% | 27.75% | 16.03% | HVAC
[5 empty] | Grocery_Store : Lo_Gain_Wndw-NC | Grocery_Store : Lo_Gain_Wndw-NC : 10 | Grocery_Store | Lo_Gain_Wndw-NC | 10 | 100% | 100% | 100% | 100% | 100% | 13.7% | 18.08% | 24.68% | 27.22% | 16.33% | HVAC
[5 empty] | Grocery_Store : Lo_Gain_Wndw-NC | Grocery_Store : Lo_Gain_Wndw-NC : 13 | Grocery_Store | Lo_Gain_Wndw-NC | 13 | 100% | 90.91% | 100% | 90.91% | 90.91% | 13.51% | 19.07% | 30.65% | 20.6% | 16.17% | HVAC
[5 empty] | Grocery_Store : Lo_Gain_Wndw-NC | Grocery_Store : Lo_Gain_Wndw-NC : 14 | Grocery_Store | Lo_Gain_Wndw-NC | 14 | 100% | 93.94% | 100% | 100% | 100% | 13.97% | 18.92% | 28.92% | 22.78% | 15.41% | HVAC
[5 empty] | Grocery_Store : Lo_Gain_Wndw-NC | Grocery_Store : Lo_Gain_Wndw-NC : 15 | Grocery_Store | Lo_Gain_Wndw-NC | 15 | 100% | 92.31% | 100% | 100% | 100% | 9.507% | 13.92% | 27.14% | 25.75% | 23.68% | HVAC
[5 empty] | Grocery_Store : Lo_Gain_Wndw-NC | Grocery_Store : Lo_Gain_Wndw-NC : 16 | Grocery_Store | Lo_Gain_Wndw-NC | 16 | 100% | 91.67% | 83.33% | 82.14% | 73.81% | 21.83% | 21.59% | 24.32% | 18.18% | 14.08% | HVAC
[5 empty] | Hospital : Lo_Gain_Wndw-NC | Hospital : Lo_Gain_Wndw-NC : 6 | Hospital | Lo_Gain_Wndw-NC | 6 | 100% | 69.67% | 89% | 58.33% | 66.67% | 12.67% | 13.67% | 23% | 26.67% | 24% | HVAC
[5 empty] | Hospital : Lo_Gain_Wndw-NC | Hospital : Lo_Gain_Wndw-NC : 8 | Hospital | Lo_Gain_Wndw-NC | 8 | 100% | 70% | 70% | 53% | 66.5% | 12% | 12.5% | 22.5% | 27% | 26% | HVAC
[5 empty] | Hospital : Lo_Gain_Wndw-NC | Hospital : Lo_Gain_Wndw-NC : 9 | Hospital | Lo_Gain_Wndw-NC | 9 | 100% | 81.5% | 81.5% | 62.5% | 87.5% | 14.59% | 13.72% | 24.18% | 30.47% | 17.5% | HVAC
[5 empty] | Hospital : Lo_Gain_Wndw-NC | Hospital : Lo_Gain_Wndw-NC : 10 | Hospital | Lo_Gain_Wndw-NC | 10 | 100% | 80% | 81% | 70% | 63.33% | 17.81% | 15.24% | 21.69% | 29% | 16% | HVAC
[5 empty] | Hospital : Lo_Gain_Wndw-NC | Hospital : Lo_Gain_Wndw-NC : 13 | Hospital | Lo_Gain_Wndw-NC | 13 | 100% | 37.5% | 87.5% | 75% | 12.5% | 18.79% | 14.89% | 24.94% | 25.39% | 16% | HVAC
[5 empty] | Hospital : Lo_Gain_Wndw-NC | Hospital : Lo_Gain_Wndw-NC : 14 | Hospital | Lo_Gain_Wndw-NC | 14 | 100% | 54.33% | 87.67% | 33.33% | 75% | 18.77% | 17.89% | 27.41% | 24.92% | 11% | HVAC
[5 empty] | Hospital : Lo_Gain_Wndw-NC | Hospital : Lo_Gain_Wndw-NC : 15 | Hospital | Lo_Gain_Wndw-NC | 15 | 100% | 61% | 89% | 100% | 83.33% | 20.27% | 20.05% | 20.77% | 27% | 11.84% | HVAC
[5 empty] | Hospital : Lo_Gain_Wndw-NC | Hospital : Lo_Gain_Wndw-NC : 16 | Hospital | Lo_Gain_Wndw-NC | 16 | 100% | 25% | 25% | 25% | 25% | 14.5% | 10% | 21% | 24.5% | 30% | HVAC
[5 empty] | Large_Office : Lo_Gain_Wndw-NC | Large_Office : Lo_Gain_Wndw-NC : 6 | Large_Office | Lo_Gain_Wndw-NC | 6 | 100% | 94.4% | 76.2% | 99.88% | 43.68% | 27.93% | 23.3% | 8.208% | 35.97% | 4.594% | HVAC
[5 empty] | Large_Office : Lo_Gain_Wndw-NC | Large_Office : Lo_Gain_Wndw-NC : 8 | Large_Office | Lo_Gain_Wndw-NC | 8 | 100% | 93.65% | 60.91% | 99.21% | 37.82% | 24.27% | 22.38% | 9.753% | 38.2% | 5.406% | HVAC
[5 empty] | Large_Office : Lo_Gain_Wndw-NC | Large_Office : Lo_Gain_Wndw-NC : 9 | Large_Office | Lo_Gain_Wndw-NC | 9 | 100% | 97.82% | 69.8% | 89.74% | 46.41% | 22.18% | 20.76% | 12.24% | 38.77% | 6.056% | HVAC
[5 empty] | Large_Office : Lo_Gain_Wndw-NC | Large_Office : Lo_Gain_Wndw-NC : 10 | Large_Office | Lo_Gain_Wndw-NC | 10 | 100% | 100% | 80.22% | 97.97% | 34.43% | 23.03% | 21.67% | 12.05% | 37.04% | 6.209% | HVAC
[5 empty] | Large_Office : Lo_Gain_Wndw-NC | Large_Office : Lo_Gain_Wndw-NC : 13 | Large_Office | Lo_Gain_Wndw-NC | 13 | 100% | 100% | 92.54% | 96.93% | 92.98% | 19.02% | 21.13% | 20.58% | 33.48% | 5.793% | HVAC
[5 empty] | Large_Office : Lo_Gain_Wndw-NC | Large_Office : Lo_Gain_Wndw-NC : 14 | Large_Office | Lo_Gain_Wndw-NC | 14 | 100% | 100% | 70.28% | 94.77% | 77.29% | 22.38% | 22.76% | 16.77% | 36.35% | 1.705% | HVAC
[5 empty] | Large_Office : Lo_Gain_Wndw-NC | Large_Office : Lo_Gain_Wndw-NC : 15 | Large_Office | Lo_Gain_Wndw-NC | 15 | 100% | 100% | 100% | 100% | 100% | 12.75% | 14.75% | 16.98% | 42% | 13.51% | HVAC
[5 empty] | Large_Office : Lo_Gain_Wndw-NC | Large_Office : Lo_Gain_Wndw-NC : 16 | Large_Office | Lo_Gain_Wndw-NC | 16 | 100% | 88.09% | 92.68% | 85.72% | 84.57% | 28.45% | 25.35% | 18.43% | 25.79% | 2.037% | HVAC
[5 empty] | School : Lo_Gain_Wndw-NC | School : Lo_Gain_Wndw-NC : 6 | School | Lo_Gain_Wndw-NC | 6 | 100% | 89.68% | 90.3% | 91.11% | 48.36% | 23.07% | 22.47% | 6.862% | 47.63% | 0% | HVAC
[5 empty] | School : Lo_Gain_Wndw-NC | School : Lo_Gain_Wndw-NC : 8 | School | Lo_Gain_Wndw-NC | 8 | 100% | 95.65% | 63.76% | 100% | 73.13% | 18.81% | 21.25% | 18.49% | 41.32% | 0% | HVAC
[5 empty] | School : Lo_Gain_Wndw-NC | School : Lo_Gain_Wndw-NC : 9 | School | Lo_Gain_Wndw-NC | 9 | 100% | 88.13% | 78.81% | 90% | 78.07% | 20.02% | 22.02% | 14.57% | 43.03% | 0% | HVAC
[5 empty] | School : Lo_Gain_Wndw-NC | School : Lo_Gain_Wndw-NC : 10 | School | Lo_Gain_Wndw-NC | 10 | 100% | 98.89% | 78.77% | 86.91% | 38.91% | 21.39% | 22.57% | 16.47% | 37.02% | 2.591% | HVAC
[5 empty] | School : Lo_Gain_Wndw-NC | School : Lo_Gain_Wndw-NC : 13 | School | Lo_Gain_Wndw-NC | 13 | 100% | 100% | 93.6% | 89.92% | 84.2% | 17.4% | 20.7% | 33.02% | 29.05% | 0% | HVAC
[5 empty] | School : Lo_Gain_Wndw-NC | School : Lo_Gain_Wndw-NC : 14 | School | Lo_Gain_Wndw-NC | 14 | 100% | 99.06% | 78.5% | 91.55% | 83.1% | 18.28% | 21.65% | 31.78% | 28.17% | 0% | HVAC
[5 empty] | School : Lo_Gain_Wndw-NC | School : Lo_Gain_Wndw-NC : 15 | School | Lo_Gain_Wndw-NC | 15 | 100% | 91.98% | 100% | 85.18% | 86.43% | 14.88% | 17.16% | 27.43% | 40.42% | 0% | HVAC
[5 empty] | School : Lo_Gain_Wndw-NC | School : Lo_Gain_Wndw-NC : 16 | School | Lo_Gain_Wndw-NC | 16 | 100% | 88.61% | 5.675% | 78.06% | 82.06% | 0% | 0% | 7.861% | 0% | 92.18% | HVAC
[5 empty] | Sit_Down_Restaurant : Lo_Gain_Wndw-NC | Sit_Down_Restaurant : Lo_Gain_Wndw-NC : 6 | Sit_Down_Restaurant | Lo_Gain_Wndw-NC | 6 | 100% | 100% | 100% | 66.67% | 100% | 29.31% | 19.83% | 21.53% | 18.57% | 10.75% | HVAC
[5 empty] | Sit_Down_Restaurant : Lo_Gain_Wndw-NC | Sit_Down_Restaurant : Lo_Gain_Wndw-NC : 8 | Sit_Down_Restaurant | Lo_Gain_Wndw-NC | 8 | 100% | 100% | 100% | 100% | 100% | 25.31% | 17.99% | 19.6% | 23.5% | 13.6% | HVAC
[5 empty] | Sit_Down_Restaurant : Lo_Gain_Wndw-NC | Sit_Down_Restaurant : Lo_Gain_Wndw-NC : 9 | Sit_Down_Restaurant | Lo_Gain_Wndw-NC | 9 | 100% | 93% | 93% | 93% | 83.33% | 21.3% | 16.71% | 20.53% | 26.37% | 15.08% | HVAC
[5 empty] | Sit_Down_Restaurant : Lo_Gain_Wndw-NC | Sit_Down_Restaurant : Lo_Gain_Wndw-NC : 10 | Sit_Down_Restaurant | Lo_Gain_Wndw-NC | 10 | 100% | 100% | 100% | 91.67% | 100% | 25.87% | 20.91% | 15.15% | 28.02% | 10.39% | HVAC
[5 empty] | Sit_Down_Restaurant : Lo_Gain_Wndw-NC | Sit_Down_Restaurant : Lo_Gain_Wndw-NC : 13 | Sit_Down_Restaurant | Lo_Gain_Wndw-NC | 13 | 100% | 100% | 100% | 100% | 50% | 17.25% | 22.75% | 19.27% | 24.47% | 16.27% | HVAC
[5 empty] | Sit_Down_Restaurant : Lo_Gain_Wndw-NC | Sit_Down_Restaurant : Lo_Gain_Wndw-NC : 14 | Sit_Down_Restaurant | Lo_Gain_Wndw-NC | 14 | 100% | 100% | 100% | 100% | 100% | 19.36% | 21.64% | 19.14% | 25.58% | 14.45% | HVAC
[5 empty] | Sit_Down_Restaurant : Lo_Gain_Wndw-NC | Sit_Down_Restaurant : Lo_Gain_Wndw-NC : 15 | Sit_Down_Restaurant | Lo_Gain_Wndw-NC | 15 | 100% | 100% | 100% | 100% | 100% | 4.339% | 6.909% | 8.333% | 50.34% | 30.17% | HVAC
[5 empty] | Sit_Down_Restaurant : Lo_Gain_Wndw-NC | Sit_Down_Restaurant : Lo_Gain_Wndw-NC : 16 | Sit_Down_Restaurant | Lo_Gain_Wndw-NC | 16 | 100% | 100% | 100% | 75% | 100% | 32.9% | 25.87% | 21.95% | 10.38% | 8.898% | HVAC
[5 empty] | Small_Office : Lo_Gain_Wndw-NC | Small_Office : Lo_Gain_Wndw-NC : 6 | Small_Office | Lo_Gain_Wndw-NC | 6 | 100% | 100% | 94.41% | 60.96% | 59.53% | 37.33% | 27.1% | 7.173% | 24.79% | 3.612% | HVAC
[5 empty] | Small_Office : Lo_Gain_Wndw-NC | Small_Office : Lo_Gain_Wndw-NC : 8 | Small_Office | Lo_Gain_Wndw-NC | 8 | 100% | 61.25% | 100% | 100% | 55% | 30.78% | 23.87% | 7.512% | 32.92% | 4.917% | HVAC
[5 empty] | Small_Office : Lo_Gain_Wndw-NC | Small_Office : Lo_Gain_Wndw-NC : 9 | Small_Office | Lo_Gain_Wndw-NC | 9 | 100% | 96.3% | 100% | 92.59% | 100% | 28.77% | 22.3% | 11.6% | 29.5% | 7.669% | HVAC
[5 empty] | Small_Office : Lo_Gain_Wndw-NC | Small_Office : Lo_Gain_Wndw-NC : 10 | Small_Office | Lo_Gain_Wndw-NC | 10 | 100% | 100% | 100% | 93.75% | 93.75% | 29.33% | 25.51% | 9.07% | 33.15% | 2.939% | HVAC
[5 empty] | Small_Office : Lo_Gain_Wndw-NC | Small_Office : Lo_Gain_Wndw-NC : 13 | Small_Office | Lo_Gain_Wndw-NC | 13 | 100% | 100% | 100% | 100% | 100% | 19.51% | 23.58% | 25.44% | 30.56% | 0.9118% | HVAC
[5 empty] | Small_Office : Lo_Gain_Wndw-NC | Small_Office : Lo_Gain_Wndw-NC : 14 | Small_Office | Lo_Gain_Wndw-NC | 14 | 100% | 100% | 100% | 96.67% | 96.67% | 24.18% | 26.16% | 15.91% | 32.93% | 0.9585% | HVAC
[5 empty] | Small_Office : Lo_Gain_Wndw-NC | Small_Office : Lo_Gain_Wndw-NC : 15 | Small_Office | Lo_Gain_Wndw-NC | 15 | 100% | 100% | 100% | 100% | 100% | 6.203% | 10.23% | 23.57% | 45.44% | 14.55% | HVAC
[5 empty] | Small_Office : Lo_Gain_Wndw-NC | Small_Office : Lo_Gain_Wndw-NC : 16 | Small_Office | Lo_Gain_Wndw-NC | 16 | 100% | 100% | 96.8% | 97.26% | 108.4% | 33.27% | 27.92% | 18.84% | 19.9% | 0% | HVAC
[5 empty] | Assembly : Wtr_Cool_Chiller-NC | Assembly : Wtr_Cool_Chiller-NC : 6 | Assembly | Wtr_Cool_Chiller-NC | 6 | 100% | 67% | 89% | 78% | 44% | 14% | 16% | 16% | 33% | 21% | HVAC
[5 empty] | Assembly : Wtr_Cool_Chiller-NC | Assembly : Wtr_Cool_Chiller-NC : 8 | Assembly | Wtr_Cool_Chiller-NC | 8 | 100% | 77% | 85% | 100% | 62% | 14% | 16% | 15% | 33% | 22% | HVAC
[5 empty] | Assembly : Wtr_Cool_Chiller-NC | Assembly : Wtr_Cool_Chiller-NC : 9 | Assembly | Wtr_Cool_Chiller-NC | 9 | 100% | 71% | 93% | 86% | 50% | 15% | 16% | 16% | 33% | 20% | HVAC
[5 empty] | Assembly : Wtr_Cool_Chiller-NC | Assembly : Wtr_Cool_Chiller-NC : 10 | Assembly | Wtr_Cool_Chiller-NC | 10 | 100% | 91% | 100% | 64% | 64% | 15% | 18% | 16% | 32% | 19% | HVAC
[5 empty] | Assembly : Wtr_Cool_Chiller-NC | Assembly : Wtr_Cool_Chiller-NC : 13 | Assembly | Wtr_Cool_Chiller-NC | 13 | 100% | 85% | 85% | 62% | 54% | 17% | 19% | 18% | 28% | 18% | HVAC
[5 empty] | Assembly : Wtr_Cool_Chiller-NC | Assembly : Wtr_Cool_Chiller-NC : 14 | Assembly | Wtr_Cool_Chiller-NC | 14 | 100% | 100% | 100% | 78% | 78% | 18% | 20% | 18% | 27% | 17% | HVAC
[5 empty] | Assembly : Wtr_Cool_Chiller-NC | Assembly : Wtr_Cool_Chiller-NC : 15 | Assembly | Wtr_Cool_Chiller-NC | 15 | 100% | 93% | 87% | 53% | 60% | 15% | 18% | 16% | 30% | 21% | HVAC
[5 empty] | Assembly : Wtr_Cool_Chiller-NC | Assembly : Wtr_Cool_Chiller-NC : 16 | Assembly | Wtr_Cool_Chiller-NC | 16 | 100% | 80% | 100% | 50% | 50% | 22% | 23% | 22% | 21% | 12% | HVAC
[5 empty] | College_University : Wtr_Cool_Chiller-NC | College_University : Wtr_Cool_Chiller-NC : 6 | College_University | Wtr_Cool_Chiller-NC | 6 | 100% | 98.68% | 78.56% | 75.39% | 82.58% | 14.82% | 16.57% | 13.14% | 38.12% | 17.35% | HVAC
[5 empty] | College_University : Wtr_Cool_Chiller-NC | College_University : Wtr_Cool_Chiller-NC : 8 | College_University | Wtr_Cool_Chiller-NC | 8 | 100% | 98.75% | 100% | 96.12% | 94.33% | 15.36% | 16.98% | 12.97% | 37.7% | 17.3% | HVAC
[5 empty] | College_University : Wtr_Cool_Chiller-NC | College_University : Wtr_Cool_Chiller-NC : 9 | College_University | Wtr_Cool_Chiller-NC | 9 | 100% | 91.61% | 93.94% | 90.47% | 73.27% | 15.5% | 17.14% | 12.74% | 38% | 16.4% | HVAC
[5 empty] | College_University : Wtr_Cool_Chiller-NC | College_University : Wtr_Cool_Chiller-NC : 10 | College_University | Wtr_Cool_Chiller-NC | 10 | 100% | 95.89% | 100% | 74.88% | 81.49% | 15.44% | 17.75% | 13.78% | 36.76% | 16.27% | HVAC
[5 empty] | College_University : Wtr_Cool_Chiller-NC | College_University : Wtr_Cool_Chiller-NC : 13 | College_University | Wtr_Cool_Chiller-NC | 13 | 100% | 98.44% | 97.25% | 83.62% | 74.6% | 16.56% | 19.52% | 18.02% | 33% | 12.59% | HVAC
[5 empty] | College_University : Wtr_Cool_Chiller-NC | College_University : Wtr_Cool_Chiller-NC : 14 | College_University | Wtr_Cool_Chiller-NC | 14 | 100% | 98.61% | 105.8% | 88.5% | 79.78% | 16.98% | 20.2% | 18.65% | 32.1% | 12.07% | HVAC
[5 empty] | College_University : Wtr_Cool_Chiller-NC | College_University : Wtr_Cool_Chiller-NC : 15 | College_University | Wtr_Cool_Chiller-NC | 15 | 100% | 98.61% | 100% | 76.41% | 78.85% | 13.26% | 16.39% | 17.58% | 35.64% | 17.13% | HVAC
[5 empty] | College_University : Wtr_Cool_Chiller-NC | College_University : Wtr_Cool_Chiller-NC : 16 | College_University | Wtr_Cool_Chiller-NC | 16 | 100% | 97.08% | 85.05% | 54.59% | 52.09% | 31.94% | 27.24% | 15.99% | 18.68% | 6.457% | HVAC
[5 empty] | Grocery_Store : Wtr_Cool_Chiller-NC | Grocery_Store : Wtr_Cool_Chiller-NC : 6 | Grocery_Store | Wtr_Cool_Chiller-NC | 6 | 100% | 100% | 100% | 88.69% | 92.26% | 15.76% | 16.82% | 25.17% | 24.23% | 18.02% | HVAC
[5 empty] | Grocery_Store : Wtr_Cool_Chiller-NC | Grocery_Store : Wtr_Cool_Chiller-NC : 8 | Grocery_Store | Wtr_Cool_Chiller-NC | 8 | 100% | 95.83% | 100% | 100% | 100% | 14.43% | 16.31% | 24.38% | 25.6% | 19.39% | HVAC
[5 empty] | Grocery_Store : Wtr_Cool_Chiller-NC | Grocery_Store : Wtr_Cool_Chiller-NC : 9 | Grocery_Store | Wtr_Cool_Chiller-NC | 9 | 100% | 100% | 100% | 96.43% | 87.86% | 14.35% | 17.18% | 23.16% | 27% | 18.35% | HVAC
[5 empty] | Grocery_Store : Wtr_Cool_Chiller-NC | Grocery_Store : Wtr_Cool_Chiller-NC : 10 | Grocery_Store | Wtr_Cool_Chiller-NC | 10 | 100% | 100% | 96.43% | 96.43% | 92.86% | 13.66% | 17.94% | 24.64% | 27.33% | 16.43% | HVAC
[5 empty] | Grocery_Store : Wtr_Cool_Chiller-NC | Grocery_Store : Wtr_Cool_Chiller-NC : 13 | Grocery_Store | Wtr_Cool_Chiller-NC | 13 | 100% | 95.83% | 100% | 92.26% | 88.69% | 13.48% | 19.08% | 30.63% | 20.62% | 16.18% | HVAC
[5 empty] | Grocery_Store : Wtr_Cool_Chiller-NC | Grocery_Store : Wtr_Cool_Chiller-NC : 14 | Grocery_Store | Wtr_Cool_Chiller-NC | 14 | 100% | 95.83% | 95.83% | 92.26% | 95.83% | 14.11% | 19.31% | 31% | 20.6% | 14.98% | HVAC
[5 empty] | Grocery_Store : Wtr_Cool_Chiller-NC | Grocery_Store : Wtr_Cool_Chiller-NC : 15 | Grocery_Store | Wtr_Cool_Chiller-NC | 15 | 100% | 94.44% | 97.22% | 94.1% | 97.22% | 9.504% | 13.91% | 27.09% | 25.81% | 23.35% | HVAC
[5 empty] | Grocery_Store : Wtr_Cool_Chiller-NC | Grocery_Store : Wtr_Cool_Chiller-NC : 16 | Grocery_Store | Wtr_Cool_Chiller-NC | 16 | 100% | 95% | 100% | 90% | 90% | 24.04% | 23.49% | 27.38% | 13.19% | 11.53% | HVAC
[5 empty] | Hospital : Wtr_Cool_Chiller-NC | Hospital : Wtr_Cool_Chiller-NC : 6 | Hospital | Wtr_Cool_Chiller-NC | 6 | 100% | 97% | 100% | 97% | 81% | 11% | 12% | 20% | 23% | 34% | HVAC
[5 empty] | Hospital : Wtr_Cool_Chiller-NC | Hospital : Wtr_Cool_Chiller-NC : 8 | Hospital | Wtr_Cool_Chiller-NC | 8 | 100% | 92% | 92% | 87% | 97% | 11% | 12% | 20% | 25% | 32% | HVAC
[5 empty] | Hospital : Wtr_Cool_Chiller-NC | Hospital : Wtr_Cool_Chiller-NC : 9 | Hospital | Wtr_Cool_Chiller-NC | 9 | 100% | 93% | 88% | 68% | 83% | 12% | 12% | 20% | 24% | 32% | HVAC
[5 empty] | Hospital : Wtr_Cool_Chiller-NC | Hospital : Wtr_Cool_Chiller-NC : 10 | Hospital | Wtr_Cool_Chiller-NC | 10 | 100% | 97% | 100% | 79% | 68% | 11% | 13% | 20% | 25% | 31% | HVAC
[5 empty] | Hospital : Wtr_Cool_Chiller-NC | Hospital : Wtr_Cool_Chiller-NC : 13 | Hospital | Wtr_Cool_Chiller-NC | 13 | 100% | 92% | 92% | 74% | 76% | 11% | 14% | 22% | 23% | 30% | HVAC
[5 empty] | Hospital : Wtr_Cool_Chiller-NC | Hospital : Wtr_Cool_Chiller-NC : 14 | Hospital | Wtr_Cool_Chiller-NC | 14 | 100% | 93% | 90% | 83% | 80% | 11% | 14% | 22% | 24% | 29% | HVAC
[5 empty] | Hospital : Wtr_Cool_Chiller-NC | Hospital : Wtr_Cool_Chiller-NC : 15 | Hospital | Wtr_Cool_Chiller-NC | 15 | 100% | 98% | 93% | 75% | 68% | 10% | 13% | 24% | 25% | 28% | HVAC
[5 empty] | Hospital : Wtr_Cool_Chiller-NC | Hospital : Wtr_Cool_Chiller-NC : 16 | Hospital | Wtr_Cool_Chiller-NC | 16 | 100% | 86% | 97% | 76% | 69% | 10% | 10% | 20% | 25% | 35% | HVAC
[5 empty] | Hotel : Wtr_Cool_Chiller-NC | Hotel : Wtr_Cool_Chiller-NC : 6 | Hotel | Wtr_Cool_Chiller-NC | 6 | 100% | 100% | 85.46% | 72.11% | 84.15% | 13.91% | 15.77% | 23.5% | 26.65% | 19.7% | HVAC
[5 empty] | Hotel : Wtr_Cool_Chiller-NC | Hotel : Wtr_Cool_Chiller-NC : 8 | Hotel | Wtr_Cool_Chiller-NC | 8 | 100% | 77.58% | 76.66% | 100% | 71.6% | 13.98% | 15.67% | 23.16% | 27.32% | 19.86% | HVAC
[5 empty] | Hotel : Wtr_Cool_Chiller-NC | Hotel : Wtr_Cool_Chiller-NC : 9 | Hotel | Wtr_Cool_Chiller-NC | 9 | 100% | 85.28% | 82.21% | 78.23% | 75.58% | 14.63% | 15.98% | 22.17% | 28.16% | 19.08% | HVAC
[5 empty] | Hotel : Wtr_Cool_Chiller-NC | Hotel : Wtr_Cool_Chiller-NC : 10 | Hotel | Wtr_Cool_Chiller-NC | 10 | 100% | 88.5% | 86.32% | 79% | 77.85% | 14.92% | 17.17% | 22.84% | 27.95% | 17.13% | HVAC
[5 empty] | Hotel : Wtr_Cool_Chiller-NC | Hotel : Wtr_Cool_Chiller-NC : 13 | Hotel | Wtr_Cool_Chiller-NC | 13 | 100% | 88.25% | 88.25% | 75.17% | 73.17% | 15.42% | 19.15% | 28.5% | 20.5% | 16.5% | HVAC
[5 empty] | Hotel : Wtr_Cool_Chiller-NC | Hotel : Wtr_Cool_Chiller-NC : 14 | Hotel | Wtr_Cool_Chiller-NC | 14 | 100% | 89.09% | 91.2% | 62.96% | 70.9% | 15.99% | 19.88% | 28.27% | 21.04% | 14.54% | HVAC
[5 empty] | Hotel : Wtr_Cool_Chiller-NC | Hotel : Wtr_Cool_Chiller-NC : 15 | Hotel | Wtr_Cool_Chiller-NC | 15 | 100% | 90.68% | 90.68% | 79.6% | 77.39% | 12.14% | 15.67% | 25.3% | 25.33% | 21.56% | HVAC
[5 empty] | Hotel : Wtr_Cool_Chiller-NC | Hotel : Wtr_Cool_Chiller-NC : 16 | Hotel | Wtr_Cool_Chiller-NC | 16 | 100% | 100% | 98.75% | 51.91% | 64.9% | 24.35% | 23.67% | 27.28% | 14.43% | 10.75% | HVAC
[5 empty] | Large_Office : Wtr_Cool_Chiller-NC | Large_Office : Wtr_Cool_Chiller-NC : 6 | Large_Office | Wtr_Cool_Chiller-NC | 6 | 100% | 100% | 80.84% | 92.36% | 54.03% | 23.69% | 21.91% | 9.09% | 38.4% | 6.91% | HVAC
[5 empty] | Large_Office : Wtr_Cool_Chiller-NC | Large_Office : Wtr_Cool_Chiller-NC : 8 | Large_Office | Wtr_Cool_Chiller-NC | 8 | 100% | 100% | 101.8% | 100% | 65.8% | 22.08% | 21.77% | 9.482% | 39.7% | 7.457% | HVAC
[5 empty] | Large_Office : Wtr_Cool_Chiller-NC | Large_Office : Wtr_Cool_Chiller-NC : 9 | Large_Office | Wtr_Cool_Chiller-NC | 9 | 100% | 100% | 82.96% | 84.01% | 49.26% | 22.38% | 21.43% | 8.492% | 41.2% | 6.772% | HVAC
[5 empty] | Large_Office : Wtr_Cool_Chiller-NC | Large_Office : Wtr_Cool_Chiller-NC : 10 | Large_Office | Wtr_Cool_Chiller-NC | 10 | 100% | 100% | 100% | 81.58% | 33.92% | 22.4% | 21.78% | 8.88% | 40.35% | 6.587% | HVAC
[5 empty] | Large_Office : Wtr_Cool_Chiller-NC | Large_Office : Wtr_Cool_Chiller-NC : 13 | Large_Office | Wtr_Cool_Chiller-NC | 13 | 100% | 95.39% | 100% | 81.29% | 52.86% | 23.86% | 23.98% | 12.39% | 34% | 5.778% | HVAC
[5 empty] | Large_Office : Wtr_Cool_Chiller-NC | Large_Office : Wtr_Cool_Chiller-NC : 14 | Large_Office | Wtr_Cool_Chiller-NC | 14 | 100% | 96.56% | 82.12% | 91.33% | 45.02% | 25.86% | 25.12% | 10.92% | 33.5% | 4.265% | HVAC
[5 empty] | Large_Office : Wtr_Cool_Chiller-NC | Large_Office : Wtr_Cool_Chiller-NC : 15 | Large_Office | Wtr_Cool_Chiller-NC | 15 | 100% | 100% | 95.67% | 87.96% | 80.95% | 19.21% | 19.91% | 11.83% | 40.28% | 8.761% | HVAC
[5 empty] | Large_Office : Wtr_Cool_Chiller-NC | Large_Office : Wtr_Cool_Chiller-NC : 16 | Large_Office | Wtr_Cool_Chiller-NC | 16 | 100% | 98.53% | 101.3% | 71.25% | 46.69% | 38.84% | 29.58% | 8.114% | 20.4% | 3.065% | HVAC
[5 empty] | Large_Retail_Store : Wtr_Cool_Chiller-NC | Large_Retail_Store : Wtr_Cool_Chiller-NC : 6 | Large_Retail_Store | Wtr_Cool_Chiller-NC | 6 | 100% | 100% | 99% | 100% | 100% | 11.79% | 13.74% | 29.31% | 23.14% | 22.02% | HVAC
[5 empty] | Large_Retail_Store : Wtr_Cool_Chiller-NC | Large_Retail_Store : Wtr_Cool_Chiller-NC : 8 | Large_Retail_Store | Wtr_Cool_Chiller-NC | 8 | 100% | 95.12% | 83.25% | 83.51% | 100% | 11.57% | 13.85% | 28.32% | 24% | 21.84% | HVAC
[5 empty] | Large_Retail_Store : Wtr_Cool_Chiller-NC | Large_Retail_Store : Wtr_Cool_Chiller-NC : 9 | Large_Retail_Store | Wtr_Cool_Chiller-NC | 9 | 100% | 100% | 100% | 93.76% | 85.03% | 12.07% | 14.59% | 27.35% | 25.25% | 20.74% | HVAC
[5 empty] | Large_Retail_Store : Wtr_Cool_Chiller-NC | Large_Retail_Store : Wtr_Cool_Chiller-NC : 10 | Large_Retail_Store | Wtr_Cool_Chiller-NC | 10 | 100% | 100% | 100% | 92.58% | 91.75% | 12.55% | 16% | 26.43% | 26.5% | 18.41% | HVAC
[5 empty] | Large_Retail_Store : Wtr_Cool_Chiller-NC | Large_Retail_Store : Wtr_Cool_Chiller-NC : 13 | Large_Retail_Store | Wtr_Cool_Chiller-NC | 13 | 100% | 99.24% | 100% | 91.09% | 86.26% | 12.89% | 17.37% | 30.74% | 20.5% | 18.66% | HVAC
[5 empty] | Large_Retail_Store : Wtr_Cool_Chiller-NC | Large_Retail_Store : Wtr_Cool_Chiller-NC : 14 | Large_Retail_Store | Wtr_Cool_Chiller-NC | 14 | 100% | 100% | 100% | 88.2% | 82.42% | 14.02% | 18.25% | 30.43% | 20.64% | 16.66% | HVAC
[5 empty] | Large_Retail_Store : Wtr_Cool_Chiller-NC | Large_Retail_Store : Wtr_Cool_Chiller-NC : 15 | Large_Retail_Store | Wtr_Cool_Chiller-NC | 15 | 100% | 100% | 99.07% | 84.61% | 80.96% | 10.01% | 13.8% | 25.82% | 24.1% | 26.27% | HVAC
[5 empty] | Large_Retail_Store : Wtr_Cool_Chiller-NC | Large_Retail_Store : Wtr_Cool_Chiller-NC : 16 | Large_Retail_Store | Wtr_Cool_Chiller-NC | 16 | 100% | 96% | 100% | 70.09% | 71.01% | 22.19% | 22.79% | 30% | 13.24% | 11.78% | HVAC
[5 empty] | School : Wtr_Cool_Chiller-NC | School : Wtr_Cool_Chiller-NC : 6 | School | Wtr_Cool_Chiller-NC | 6 | 100% | 92.66% | 75.09% | 93.25% | 50.75% | 20.94% | 20.67% | 5.698% | 44% | 8.678% | HVAC
[5 empty] | School : Wtr_Cool_Chiller-NC | School : Wtr_Cool_Chiller-NC : 8 | School | Wtr_Cool_Chiller-NC | 8 | 100% | 94.4% | 79.5% | 100% | 66.9% | 20.12% | 20.33% | 6.391% | 44% | 9.409% | HVAC
[5 empty] | School : Wtr_Cool_Chiller-NC | School : Wtr_Cool_Chiller-NC : 9 | School | Wtr_Cool_Chiller-NC | 9 | 100% | 88.29% | 87.76% | 89.01% | 59.26% | 20.74% | 20.36% | 6.268% | 44.83% | 7.802% | HVAC
[5 empty] | School : Wtr_Cool_Chiller-NC | School : Wtr_Cool_Chiller-NC : 10 | School | Wtr_Cool_Chiller-NC | 10 | 100% | 98.66% | 96.73% | 85.02% | 42.33% | 21.26% | 21.38% | 7.199% | 43% | 7.281% | HVAC
[5 empty] | School : Wtr_Cool_Chiller-NC | School : Wtr_Cool_Chiller-NC : 13 | School | Wtr_Cool_Chiller-NC | 13 | 100% | 99.24% | 91.81% | 89.51% | 74.28% | 22.47% | 23.82% | 11.75% | 35.65% | 6.085% | HVAC
[5 empty] | School : Wtr_Cool_Chiller-NC | School : Wtr_Cool_Chiller-NC : 14 | School | Wtr_Cool_Chiller-NC | 14 | 100% | 93.63% | 100% | 89.86% | 57.95% | 23.64% | 24.52% | 11.42% | 35.36% | 4.926% | HVAC
[5 empty] | School : Wtr_Cool_Chiller-NC | School : Wtr_Cool_Chiller-NC : 15 | School | Wtr_Cool_Chiller-NC | 15 | 100% | 94.87% | 100% | 83.59% | 82.64% | 17.37% | 19.03% | 12.03% | 43% | 8.597% | HVAC
[5 empty] | School : Wtr_Cool_Chiller-NC | School : Wtr_Cool_Chiller-NC : 16 | School | Wtr_Cool_Chiller-NC | 16 | 100% | 85.56% | 75.7% | 75.7% | 49.8% | 35.47% | 29.7% | 7.628% | 23.5% | 3.409% | HVAC
[5 empty] | Small_Office : Wtr_Cool_Chiller-NC | Small_Office : Wtr_Cool_Chiller-NC : 6 | Small_Office | Wtr_Cool_Chiller-NC | 6 | 100% | 100% | 100% | 100% | 85.42% | 21.7% | 21.79% | 9.748% | 39.4% | 7.362% | HVAC
[5 empty] | Small_Office : Wtr_Cool_Chiller-NC | Small_Office : Wtr_Cool_Chiller-NC : 8 | Small_Office | Wtr_Cool_Chiller-NC | 8 | 100% | 93.75% | 100% | 93.75% | 93.75% | 20.55% | 21.25% | 9.902% | 40.4% | 7.9% | HVAC
[5 empty] | Small_Office : Wtr_Cool_Chiller-NC | Small_Office : Wtr_Cool_Chiller-NC : 9 | Small_Office | Wtr_Cool_Chiller-NC | 9 | 100% | 90% | 95% | 83.75% | 65.42% | 21.37% | 21.55% | 8.722% | 42% | 6.293% | HVAC
[5 empty] | Small_Office : Wtr_Cool_Chiller-NC | Small_Office : Wtr_Cool_Chiller-NC : 10 | Small_Office | Wtr_Cool_Chiller-NC | 10 | 100% | 100% | 95% | 93.75% | 49.58% | 21.75% | 22.19% | 8.651% | 41% | 6.288% | HVAC
[5 empty] | Small_Office : Wtr_Cool_Chiller-NC | Small_Office : Wtr_Cool_Chiller-NC : 13 | Small_Office | Wtr_Cool_Chiller-NC | 13 | 100% | 88.75% | 93.75% | 88.75% | 71.25% | 23.49% | 24.54% | 11.65% | 34.54% | 5.298% | HVAC
[5 empty] | Small_Office : Wtr_Cool_Chiller-NC | Small_Office : Wtr_Cool_Chiller-NC : 14 | Small_Office | Wtr_Cool_Chiller-NC | 14 | 100% | 95% | 95% | 88.75% | 57.92% | 25.02% | 25.76% | 10.37% | 34.26% | 4.584% | HVAC
[5 empty] | Small_Office : Wtr_Cool_Chiller-NC | Small_Office : Wtr_Cool_Chiller-NC : 15 | Small_Office | Wtr_Cool_Chiller-NC | 15 | 100% | 95% | 88.75% | 93.75% | 83.75% | 18.66% | 20.08% | 10.96% | 42% | 8.378% | HVAC
[5 empty] | Small_Office : Wtr_Cool_Chiller-NC | Small_Office : Wtr_Cool_Chiller-NC : 16 | Small_Office | Wtr_Cool_Chiller-NC | 16 | 100% | 85.42% | 91.67% | 70.83% | 62.5% | 38.01% | 29.7% | 8.151% | 20.81% | 3.33% | HVAC
[5 empty] | Fast_Food_Restaurant : Package_AC-NC | Fast_Food_Restaurant : Package_AC-NC : 6 | Fast_Food_Restaurant | Package_AC-NC | 6 | 100% | 100% | 100% | 100% | 100% | 15.99% | 16.92% | 19.83% | 29.39% | 17.87% | HVAC
[5 empty] | Fast_Food_Restaurant : Package_AC-NC | Fast_Food_Restaurant : Package_AC-NC : 8 | Fast_Food_Restaurant | Package_AC-NC | 8 | 100% | 100% | 100% | 100% | 100% | 16.51% | 16.75% | 20.83% | 28.41% | 17.51% | HVAC
[5 empty] | Fast_Food_Restaurant : Package_AC-NC | Fast_Food_Restaurant : Package_AC-NC : 9 | Fast_Food_Restaurant | Package_AC-NC | 9 | 100% | 83.33% | 100% | 100% | 100% | 17.43% | 16.67% | 20.51% | 27.92% | 17.6% | HVAC
[5 empty] | Fast_Food_Restaurant : Package_AC-NC | Fast_Food_Restaurant : Package_AC-NC : 10 | Fast_Food_Restaurant | Package_AC-NC | 10 | 100% | 66.67% | 100% | 50% | 100% | 17.77% | 17.84% | 22.08% | 27% | 15.49% | HVAC
[5 empty] | Fast_Food_Restaurant : Package_AC-NC | Fast_Food_Restaurant : Package_AC-NC : 13 | Fast_Food_Restaurant | Package_AC-NC | 13 | 100% | 100% | 100% | 100% | 100% | 17.43% | 18.53% | 27.33% | 21.5% | 15.45% | HVAC
[5 empty] | Fast_Food_Restaurant : Package_AC-NC | Fast_Food_Restaurant : Package_AC-NC : 14 | Fast_Food_Restaurant | Package_AC-NC | 14 | 100% | 100% | 100% | 83.33% | 100% | 18.52% | 19.05% | 26.09% | 21.72% | 14.42% | HVAC
[5 empty] | Fast_Food_Restaurant : Package_AC-NC | Fast_Food_Restaurant : Package_AC-NC : 15 | Fast_Food_Restaurant | Package_AC-NC | 15 | 100% | 83.33% | 72.22% | 72.22% | 55.56% | 15.27% | 16.84% | 25.43% | 23.59% | 18.87% | HVAC
[5 empty] | Fast_Food_Restaurant : Package_AC-NC | Fast_Food_Restaurant : Package_AC-NC : 16 | Fast_Food_Restaurant | Package_AC-NC | 16 | 100% | 100% | 100% | 83.33% | 83.33% | 26.75% | 21.85% | 26.41% | 15.39% | 10.02% | HVAC
[5 empty] | Hotel : Package_AC-NC | Hotel : Package_AC-NC : 6 | Hotel | Package_AC-NC | 6 | 100% | 71.08% | 87.85% | 100% | 86.77% | 16.62% | 17.17% | 25.4% | 24.13% | 16.68% | HVAC
[5 empty] | Hotel : Package_AC-NC | Hotel : Package_AC-NC : 8 | Hotel | Package_AC-NC | 8 | 100% | 88.32% | 91.46% | 100% | 92.49% | 17% | 16.41% | 25.65% | 24.02% | 16.92% | HVAC
[5 empty] | Hotel : Package_AC-NC | Hotel : Package_AC-NC : 9 | Hotel | Package_AC-NC | 9 | 100% | 85.47% | 100% | 95.28% | 57.23% | 17.64% | 16.09% | 24.72% | 24.32% | 17.23% | HVAC
[5 empty] | Hotel : Package_AC-NC | Hotel : Package_AC-NC : 10 | Hotel | Package_AC-NC | 10 | 100% | 59.12% | 81.05% | 81.07% | 77.1% | 17.8% | 16.81% | 25.14% | 24.67% | 15.55% | HVAC
[5 empty] | Hotel : Package_AC-NC | Hotel : Package_AC-NC : 13 | Hotel | Package_AC-NC | 13 | 100% | 78.82% | 100% | 69.46% | 69.46% | 18.36% | 19.26% | 32% | 16% | 14.2% | HVAC
[5 empty] | Hotel : Package_AC-NC | Hotel : Package_AC-NC : 14 | Hotel | Package_AC-NC | 14 | 100% | 100% | 100% | 70.04% | 47.57% | 19.45% | 19.49% | 32% | 16% | 13.21% | HVAC
[5 empty] | Hotel : Package_AC-NC | Hotel : Package_AC-NC : 15 | Hotel | Package_AC-NC | 15 | 100% | 95.09% | 78.63% | 75.64% | 75.64% | 16.31% | 17.44% | 29% | 19.5% | 17.76% | HVAC
[5 empty] | Hotel : Package_AC-NC | Hotel : Package_AC-NC : 16 | Hotel | Package_AC-NC | 16 | 100% | 98.77% | 95.86% | 59.94% | 16.67% | 24.92% | 20.68% | 29% | 15.5% | 9.785% | HVAC
[5 empty] | School : Package_AC-NC | School : Package_AC-NC : 6 | School | Package_AC-NC | 6 | 100% | 97.18% | 39.86% | 97.18% | 33.33% | 23.71% | 23.54% | 2.667% | 49% | 0.6485% | HVAC
[5 empty] | School : Package_AC-NC | School : Package_AC-NC : 8 | School | Package_AC-NC | 8 | 100% | 87.17% | 41.22% | 100% | 30.68% | 24.28% | 22.88% | 4.382% | 47.76% | 1.197% | HVAC
[5 empty] | School : Package_AC-NC | School : Package_AC-NC : 9 | School | Package_AC-NC | 9 | 100% | 84.65% | 33.56% | 87.69% | 27.07% | 24.96% | 22.41% | 4.504% | 46.76% | 1.36% | HVAC
[5 empty] | School : Package_AC-NC | School : Package_AC-NC : 10 | School | Package_AC-NC | 10 | 100% | 89.21% | 35.79% | 70.75% | 15.04% | 24.86% | 23% | 5.905% | 44.5% | 1.554% | HVAC
[5 empty] | School : Package_AC-NC | School : Package_AC-NC : 13 | School | Package_AC-NC | 13 | 100% | 89.38% | 47.84% | 83.09% | 28.15% | 24.15% | 24.2% | 10.1% | 38.73% | 2.823% | HVAC
[5 empty] | School : Package_AC-NC | School : Package_AC-NC : 14 | School | Package_AC-NC | 14 | 100% | 84.35% | 44.86% | 78.04% | 32.24% | 25.04% | 23.92% | 9.53% | 39.5% | 1.875% | HVAC
[5 empty] | School : Package_AC-NC | School : Package_AC-NC : 15 | School | Package_AC-NC | 15 | 100% | 91.58% | 53.45% | 77.25% | 34.73% | 21.47% | 21.95% | 11.71% | 40.55% | 4.331% | HVAC
[5 empty] | School : Package_AC-NC | School : Package_AC-NC : 16 | School | Package_AC-NC | 16 | 100% | 82.73% | 44.67% | 70.04% | 21.32% | 34.93% | 28.81% | 5.495% | 29.79% | 0.5072% | HVAC
[5 empty] | Small_Office : Package_AC-NC | Small_Office : Package_AC-NC : 6 | Small_Office | Package_AC-NC | 6 | 100% | 100% | 91.53% | 91.53% | 45.77% | 23.88% | 21.18% | 6.956% | 43.09% | 4.897% | HVAC
[5 empty] | Small_Office : Package_AC-NC | Small_Office : Package_AC-NC : 8 | Small_Office | Package_AC-NC | 8 | 100% | 100% | 93.27% | 96.3% | 46.48% | 24.26% | 20.77% | 7.325% | 42.5% | 5.316% | HVAC
[5 empty] | Small_Office : Package_AC-NC | Small_Office : Package_AC-NC : 9 | Small_Office | Package_AC-NC | 9 | 100% | 86.67% | 58.33% | 76.67% | 56.11% | 25.49% | 20.93% | 6.708% | 42% | 4.882% | HVAC
[5 empty] | Small_Office : Package_AC-NC | Small_Office : Package_AC-NC : 10 | Small_Office | Package_AC-NC | 10 | 100% | 94.29% | 72.7% | 75.08% | 66.98% | 25.82% | 21.98% | 7.399% | 40.2% | 4.6% | HVAC
[5 empty] | Small_Office : Package_AC-NC | Small_Office : Package_AC-NC : 13 | Small_Office | Package_AC-NC | 13 | 100% | 96.97% | 89.18% | 92.21% | 59.45% | 25.87% | 24.02% | 10.26% | 34.81% | 5.031% | HVAC
[5 empty] | Small_Office : Package_AC-NC | Small_Office : Package_AC-NC : 14 | Small_Office | Package_AC-NC | 14 | 100% | 86.26% | 80.84% | 67.1% | 40.15% | 27.24% | 24.75% | 9.508% | 34.45% | 4.443% | HVAC
[5 empty] | Small_Office : Package_AC-NC | Small_Office : Package_AC-NC : 15 | Small_Office | Package_AC-NC | 15 | 100% | 95.86% | 92.36% | 89.97% | 75.75% | 22.44% | 21.74% | 10.8% | 38.05% | 6.968% | HVAC
[5 empty] | Small_Office : Package_AC-NC | Small_Office : Package_AC-NC : 16 | Small_Office | Package_AC-NC | 16 | 100% | 96.97% | 85.86% | 68.43% | 45.96% | 34.71% | 27.44% | 8.066% | 27.11% | 2.676% | HVAC
[5 empty] | Small_Retail_Store : Package_AC-NC | Small_Retail_Store : Package_AC-NC : 6 | Small_Retail_Store | Package_AC-NC | 6 | 100% | 100% | 83.33% | 100% | 100% | 14.83% | 13.5% | 12% | 41.56% | 18.34% | HVAC
[5 empty] | Small_Retail_Store : Package_AC-NC | Small_Retail_Store : Package_AC-NC : 8 | Small_Retail_Store | Package_AC-NC | 8 | 100% | 83.33% | 100% | 100% | 100% | 15.55% | 13.64% | 12.4% | 40.18% | 18.23% | HVAC
[5 empty] | Small_Retail_Store : Package_AC-NC | Small_Retail_Store : Package_AC-NC : 9 | Small_Retail_Store | Package_AC-NC | 9 | 100% | 100% | 83.33% | 100% | 66.67% | 16.24% | 13.62% | 12.27% | 39.81% | 18.06% | HVAC
[5 empty] | Small_Retail_Store : Package_AC-NC | Small_Retail_Store : Package_AC-NC : 10 | Small_Retail_Store | Package_AC-NC | 10 | 100% | 100% | 100% | 100% | 100% | 16.47% | 14.09% | 12.62% | 39.27% | 17.55% | HVAC
[5 empty] | Small_Retail_Store : Package_AC-NC | Small_Retail_Store : Package_AC-NC : 13 | Small_Retail_Store | Package_AC-NC | 13 | 100% | 88.89% | 88.89% | 88.89% | 55.56% | 17.29% | 15.3% | 14.05% | 36.75% | 16.6% | HVAC
[5 empty] | Small_Retail_Store : Package_AC-NC | Small_Retail_Store : Package_AC-NC : 14 | Small_Retail_Store | Package_AC-NC | 14 | 100% | 100% | 100% | 100% | 50% | 17.29% | 15.09% | 13.61% | 37.36% | 16.64% | HVAC
[5 empty] | Small_Retail_Store : Package_AC-NC | Small_Retail_Store : Package_AC-NC : 15 | Small_Retail_Store | Package_AC-NC | 15 | 100% | 100% | 72.22% | 88.89% | 72.22% | 16.78% | 15.47% | 13.66% | 36.5% | 17.54% | HVAC
[5 empty] | Small_Retail_Store : Package_AC-NC | Small_Retail_Store : Package_AC-NC : 16 | Small_Retail_Store | Package_AC-NC | 16 | 100% | 66.67% | 100% | 66.67% | 66.67% | 19.97% | 15.73% | 14.33% | 35.23% | 14.75% | HVAC
[5 empty] | Fast_Food_Restaurant : <65K_AC_Split-NC | Fast_Food_Restaurant : <65K_AC_Split-NC : 6 | Fast_Food_Restaurant | <65K_AC_Split-NC | 6 | 100% | 50% | 66.67% | 66.67% | 83.33% | 19.99% | 16.8% | 18.12% | 28.92% | 16.17% | HVAC
[5 empty] | Fast_Food_Restaurant : <65K_AC_Split-NC | Fast_Food_Restaurant : <65K_AC_Split-NC : 8 | Fast_Food_Restaurant | <65K_AC_Split-NC | 8 | 100% | 100% | 100% | 100% | 100% | 20.36% | 16.57% | 18.19% | 28.89% | 15.98% | HVAC
[5 empty] | Fast_Food_Restaurant : <65K_AC_Split-NC | Fast_Food_Restaurant : <65K_AC_Split-NC : 9 | Fast_Food_Restaurant | <65K_AC_Split-NC | 9 | 100% | 83.33% | 100% | 66.67% | 50% | 20.79% | 16.64% | 17.95% | 28.55% | 16.07% | HVAC
[5 empty] | Fast_Food_Restaurant : <65K_AC_Split-NC | Fast_Food_Restaurant : <65K_AC_Split-NC : 10 | Fast_Food_Restaurant | <65K_AC_Split-NC | 10 | 100% | 83.33% | 66.67% | 66.67% | 83.33% | 21.65% | 17.9% | 19.67% | 26.92% | 13.86% | HVAC
[5 empty] | Fast_Food_Restaurant : <65K_AC_Split-NC | Fast_Food_Restaurant : <65K_AC_Split-NC : 13 | Fast_Food_Restaurant | <65K_AC_Split-NC | 13 | 100% | 100% | 100% | 100% | 100% | 20.95% | 20.21% | 25.42% | 19.9% | 13.53% | HVAC
[5 empty] | Fast_Food_Restaurant : <65K_AC_Split-NC | Fast_Food_Restaurant : <65K_AC_Split-NC : 14 | Fast_Food_Restaurant | <65K_AC_Split-NC | 14 | 100% | 100% | 100% | 66.67% | 66.67% | 22.11% | 21.02% | 25.92% | 19.09% | 11.86% | HVAC
[5 empty] | Fast_Food_Restaurant : <65K_AC_Split-NC | Fast_Food_Restaurant : <65K_AC_Split-NC : 15 | Fast_Food_Restaurant | <65K_AC_Split-NC | 15 | 100% | 83.33% | 83.33% | 33.33% | 33.33% | 17.43% | 17.76% | 24.92% | 23.41% | 16.48% | HVAC
[5 empty] | Fast_Food_Restaurant : <65K_AC_Split-NC | Fast_Food_Restaurant : <65K_AC_Split-NC : 16 | Fast_Food_Restaurant | <65K_AC_Split-NC | 16 | 100% | 100% | 100% | 100% | 100% | 29.43% | 22.93% | 25.64% | 13.25% | 8.756% | HVAC
[5 empty] | Sit_Down_Restaurant : <65K_AC_Split-NC | Sit_Down_Restaurant : <65K_AC_Split-NC : 6 | Sit_Down_Restaurant | <65K_AC_Split-NC | 6 | 100% | 88.89% | 100% | 55.56% | 100% | 34.58% | 16.03% | 23.25% | 16.08% | 10.06% | HVAC
[5 empty] | Sit_Down_Restaurant : <65K_AC_Split-NC | Sit_Down_Restaurant : <65K_AC_Split-NC : 8 | Sit_Down_Restaurant | <65K_AC_Split-NC | 8 | 100% | 100% | 100% | 100% | 100% | 30.71% | 16.83% | 20.61% | 20.46% | 11.39% | HVAC
[5 empty] | Sit_Down_Restaurant : <65K_AC_Split-NC | Sit_Down_Restaurant : <65K_AC_Split-NC : 9 | Sit_Down_Restaurant | <65K_AC_Split-NC | 9 | 100% | 93.33% | 100% | 93.33% | 93.33% | 29.95% | 17.14% | 19.73% | 21.34% | 11.84% | HVAC
[5 empty] | Sit_Down_Restaurant : <65K_AC_Split-NC | Sit_Down_Restaurant : <65K_AC_Split-NC : 10 | Sit_Down_Restaurant | <65K_AC_Split-NC | 10 | 100% | 100% | 100% | 63.89% | 63.89% | 27.92% | 20.97% | 21.31% | 19.59% | 10.21% | HVAC
[5 empty] | Sit_Down_Restaurant : <65K_AC_Split-NC | Sit_Down_Restaurant : <65K_AC_Split-NC : 13 | Sit_Down_Restaurant | <65K_AC_Split-NC | 13 | 100% | 100% | 100% | 93.33% | 58.89% | 25.52% | 24.31% | 26.05% | 13.72% | 10.41% | HVAC
[5 empty] | Sit_Down_Restaurant : <65K_AC_Split-NC | Sit_Down_Restaurant : <65K_AC_Split-NC : 14 | Sit_Down_Restaurant | <65K_AC_Split-NC | 14 | 100% | 83.33% | 100% | 58.89% | 70% | 26.93% | 25.39% | 27.08% | 12.47% | 8.134% | HVAC
[5 empty] | Sit_Down_Restaurant : <65K_AC_Split-NC | Sit_Down_Restaurant : <65K_AC_Split-NC : 15 | Sit_Down_Restaurant | <65K_AC_Split-NC | 15 | 100% | 100% | 100% | 63.89% | 94.44% | 20.81% | 21.91% | 23.85% | 19.97% | 13.47% | HVAC
[5 empty] | Sit_Down_Restaurant : <65K_AC_Split-NC | Sit_Down_Restaurant : <65K_AC_Split-NC : 16 | Sit_Down_Restaurant | <65K_AC_Split-NC | 16 | 100% | 100% | 100% | 72.22% | 88.89% | 38.97% | 22.63% | 27.23% | 5.136% | 6.033% | HVAC
[5 empty] | Small_Office : <65K_AC_Split-NC | Small_Office : <65K_AC_Split-NC : 6 | Small_Office | <65K_AC_Split-NC | 6 | 100% | 100% | 55.56% | 69.44% | 65.28% | 38.92% | 25.13% | 6.711% | 25.8% | 3.443% | HVAC
[5 empty] | Small_Office : <65K_AC_Split-NC | Small_Office : <65K_AC_Split-NC : 8 | Small_Office | <65K_AC_Split-NC | 8 | 100% | 100% | 100% | 83.2% | 45.77% | 35.25% | 23.2% | 6.8% | 30.82% | 3.93% | HVAC
[5 empty] | Small_Office : <65K_AC_Split-NC | Small_Office : <65K_AC_Split-NC : 9 | Small_Office | <65K_AC_Split-NC | 9 | 100% | 97.22% | 65.28% | 87.5% | 56.94% | 36.09% | 23.75% | 5.442% | 31.04% | 3.674% | HVAC
[5 empty] | Small_Office : <65K_AC_Split-NC | Small_Office : <65K_AC_Split-NC : 10 | Small_Office | <65K_AC_Split-NC | 10 | 100% | 84.47% | 67.05% | 77.27% | 58.71% | 34.51% | 25.91% | 6.392% | 30.02% | 3.165% | HVAC
[5 empty] | Small_Office : <65K_AC_Split-NC | Small_Office : <65K_AC_Split-NC : 13 | Small_Office | <65K_AC_Split-NC | 13 | 100% | 95.83% | 77.27% | 84.47% | 44.32% | 33.98% | 29.69% | 9.958% | 23.06% | 3.308% | HVAC
[5 empty] | Small_Office : <65K_AC_Split-NC | Small_Office : <65K_AC_Split-NC : 14 | Small_Office | <65K_AC_Split-NC | 14 | 100% | 100% | 92.8% | 77.27% | 38.26% | 36.1% | 30.92% | 8.886% | 21.74% | 2.358% | HVAC
[5 empty] | Small_Office : <65K_AC_Split-NC | Small_Office : <65K_AC_Split-NC : 15 | Small_Office | <65K_AC_Split-NC | 15 | 100% | 100% | 81.9% | 94.29% | 73.81% | 26.07% | 24.76% | 11.74% | 32.01% | 5.423% | HVAC
[5 empty] | Small_Office : <65K_AC_Split-NC | Small_Office : <65K_AC_Split-NC : 16 | Small_Office | <65K_AC_Split-NC | 16 | 100% | 79.17% | 79.17% | 59.72% | 30.56% | 50.99% | 29.37% | 7.034% | 11.22% | 1.385% | HVAC
[5 empty] | Small_Retail_Store : <65K_AC_Split-NC | Small_Retail_Store : <65K_AC_Split-NC : 6 | Small_Retail_Store | <65K_AC_Split-NC | 6 | 100% | 100% | 83.33% | 100% | 100% | 32.29% | 15.49% | 18.91% | 21.49% | 11.83% | HVAC
[5 empty] | Small_Retail_Store : <65K_AC_Split-NC | Small_Retail_Store : <65K_AC_Split-NC : 8 | Small_Retail_Store | <65K_AC_Split-NC | 8 | 100% | 50% | 66.67% | 100% | 100% | 28.38% | 15.38% | 17.01% | 25.8% | 13.43% | HVAC
[5 empty] | Small_Retail_Store : <65K_AC_Split-NC | Small_Retail_Store : <65K_AC_Split-NC : 9 | Small_Retail_Store | <65K_AC_Split-NC | 9 | 100% | 100% | 100% | 100% | 100% | 28.01% | 15.94% | 15.97% | 26.93% | 13.16% | HVAC
[5 empty] | Small_Retail_Store : <65K_AC_Split-NC | Small_Retail_Store : <65K_AC_Split-NC : 10 | Small_Retail_Store | <65K_AC_Split-NC | 10 | 100% | 100% | 100% | 100% | 100% | 26.72% | 18.21% | 16.78% | 26.25% | 12.04% | HVAC
[5 empty] | Small_Retail_Store : <65K_AC_Split-NC | Small_Retail_Store : <65K_AC_Split-NC : 13 | Small_Retail_Store | <65K_AC_Split-NC | 13 | 100% | 50% | 83.33% | 83.33% | 50% | 27.82% | 21.9% | 19.38% | 19.32% | 11.59% | HVAC
[5 empty] | Small_Retail_Store : <65K_AC_Split-NC | Small_Retail_Store : <65K_AC_Split-NC : 14 | Small_Retail_Store | <65K_AC_Split-NC | 14 | 100% | 66.67% | 66.67% | 66.67% | 66.67% | 29.8% | 22.78% | 20% | 17.89% | 9.533% | HVAC
[5 empty] | Small_Retail_Store : <65K_AC_Split-NC | Small_Retail_Store : <65K_AC_Split-NC : 15 | Small_Retail_Store | <65K_AC_Split-NC | 15 | 100% | 83.33% | 83.33% | 100% | 83.33% | 21.48% | 18.95% | 16.94% | 28.34% | 14.29% | HVAC
[5 empty] | Small_Retail_Store : <65K_AC_Split-NC | Small_Retail_Store : <65K_AC_Split-NC : 16 | Small_Retail_Store | <65K_AC_Split-NC | 16 | 100% | 83.33% | 83.33% | 100% | 100% | 42.24% | 20.94% | 21.82% | 8.414% | 6.576% | HVAC
[5 empty] | Storage_Building : <65K_AC_Split-NC | Storage_Building : <65K_AC_Split-NC : 6 | Storage_Building | <65K_AC_Split-NC | 6 | 100% | 62.85% | 93.63% | 73.54% | 73.54% | 42.64% | 15.65% | 20.55% | 14.96% | 6.206% | HVAC
[5 empty] | Storage_Building : <65K_AC_Split-NC | Storage_Building : <65K_AC_Split-NC : 8 | Storage_Building | <65K_AC_Split-NC | 8 | 100% | 81.85% | 100% | 87.76% | 73.57% | 37.49% | 16.98% | 19.93% | 18.65% | 6.942% | HVAC
[5 empty] | Storage_Building : <65K_AC_Split-NC | Storage_Building : <65K_AC_Split-NC : 9 | Storage_Building | <65K_AC_Split-NC | 9 | 100% | 72.97% | 100% | 79.93% | 79.93% | 36.04% | 17.34% | 18.92% | 19.88% | 7.823% | HVAC
[5 empty] | Storage_Building : <65K_AC_Split-NC | Storage_Building : <65K_AC_Split-NC : 10 | Storage_Building | <65K_AC_Split-NC | 10 | 100% | 79.78% | 87.93% | 71.96% | 70.15% | 32.81% | 21.21% | 20.92% | 18.07% | 6.99% | HVAC
[5 empty] | Storage_Building : <65K_AC_Split-NC | Storage_Building : <65K_AC_Split-NC : 13 | Storage_Building | <65K_AC_Split-NC | 13 | 100% | 73.43% | 98.18% | 87.09% | 67.72% | 28.29% | 23.9% | 27.16% | 12.57% | 8.079% | HVAC
[5 empty] | Storage_Building : <65K_AC_Split-NC | Storage_Building : <65K_AC_Split-NC : 14 | Storage_Building | <65K_AC_Split-NC | 14 | 100% | 78.07% | 99.26% | 70.28% | 56.62% | 29.72% | 24.84% | 27.99% | 11.72% | 5.734% | HVAC
[5 empty] | Storage_Building : <65K_AC_Split-NC | Storage_Building : <65K_AC_Split-NC : 15 | Storage_Building | <65K_AC_Split-NC | 15 | 100% | 86.91% | 88.4% | 82.42% | 66.34% | 20.63% | 20.46% | 29.14% | 18.49% | 11.28% | HVAC
[5 empty] | Storage_Building : <65K_AC_Split-NC | Storage_Building : <65K_AC_Split-NC : 16 | Storage_Building | <65K_AC_Split-NC | 16 | 100% | 75.92% | 84.37% | 48.51% | 40.95% | 44.96% | 20.23% | 27.76% | 4.486% | 2.569% | HVAC
[5 empty] | Fast_Food_Restaurant : <65K_AC_Pckg-NC | Fast_Food_Restaurant : <65K_AC_Pckg-NC : 6 | Fast_Food_Restaurant | <65K_AC_Pckg-NC | 6 | 100% | 50% | 100% | 100% | 50% | 19.98% | 16.64% | 17.92% | 29.15% | 16.31% | HVAC
[5 empty] | Fast_Food_Restaurant : <65K_AC_Pckg-NC | Fast_Food_Restaurant : <65K_AC_Pckg-NC : 8 | Fast_Food_Restaurant | <65K_AC_Pckg-NC | 8 | 100% | 66.67% | 66.67% | 66.67% | 66.67% | 20.45% | 16.46% | 18.15% | 28.98% | 15.96% | HVAC
[5 empty] | Fast_Food_Restaurant : <65K_AC_Pckg-NC | Fast_Food_Restaurant : <65K_AC_Pckg-NC : 9 | Fast_Food_Restaurant | <65K_AC_Pckg-NC | 9 | 100% | 100% | 100% | 100% | 50% | 20.84% | 16.52% | 17.95% | 28.57% | 16.12% | HVAC
[5 empty] | Fast_Food_Restaurant : <65K_AC_Pckg-NC | Fast_Food_Restaurant : <65K_AC_Pckg-NC : 10 | Fast_Food_Restaurant | <65K_AC_Pckg-NC | 10 | 100% | 66.67% | 100% | 100% | 66.67% | 21.56% | 17.96% | 19.6% | 27.01% | 13.88% | HVAC
[5 empty] | Fast_Food_Restaurant : <65K_AC_Pckg-NC | Fast_Food_Restaurant : <65K_AC_Pckg-NC : 13 | Fast_Food_Restaurant | <65K_AC_Pckg-NC | 13 | 100% | 100% | 100% | 66.67% | 66.67% | 20.91% | 20.15% | 25.43% | 20.01% | 13.5% | HVAC
[5 empty] | Fast_Food_Restaurant : <65K_AC_Pckg-NC | Fast_Food_Restaurant : <65K_AC_Pckg-NC : 14 | Fast_Food_Restaurant | <65K_AC_Pckg-NC | 14 | 100% | 100% | 100% | 100% | 100% | 22.11% | 21.06% | 25.89% | 19.15% | 11.79% | HVAC
[5 empty] | Fast_Food_Restaurant : <65K_AC_Pckg-NC | Fast_Food_Restaurant : <65K_AC_Pckg-NC : 15 | Fast_Food_Restaurant | <65K_AC_Pckg-NC | 15 | 100% | 75% | 75% | 75% | 75% | 17.44% | 17.82% | 24.88% | 23.36% | 16.49% | HVAC
[5 empty] | Fast_Food_Restaurant : <65K_AC_Pckg-NC | Fast_Food_Restaurant : <65K_AC_Pckg-NC : 16 | Fast_Food_Restaurant | <65K_AC_Pckg-NC | 16 | 100% | 100% | 100% | 100% | 100% | 29.55% | 22.94% | 25.59% | 13.22% | 8.701% | HVAC
[5 empty] | Sit_Down_Restaurant : <65K_AC_Pckg-NC | Sit_Down_Restaurant : <65K_AC_Pckg-NC : 6 | Sit_Down_Restaurant | <65K_AC_Pckg-NC | 6 | 100% | 60% | 100% | 80% | 80% | 34.67% | 15.88% | 23.24% | 16.05% | 10.16% | HVAC
[5 empty] | Sit_Down_Restaurant : <65K_AC_Pckg-NC | Sit_Down_Restaurant : <65K_AC_Pckg-NC : 8 | Sit_Down_Restaurant | <65K_AC_Pckg-NC | 8 | 100% | 66.67% | 100% | 100% | 83.33% | 30.68% | 16.81% | 20.64% | 20.51% | 11.37% | HVAC
[5 empty] | Sit_Down_Restaurant : <65K_AC_Pckg-NC | Sit_Down_Restaurant : <65K_AC_Pckg-NC : 9 | Sit_Down_Restaurant | <65K_AC_Pckg-NC | 9 | 100% | 85.71% | 100% | 85.71% | 85.71% | 29.97% | 17.12% | 19.72% | 21.35% | 11.84% | HVAC
[5 empty] | Sit_Down_Restaurant : <65K_AC_Pckg-NC | Sit_Down_Restaurant : <65K_AC_Pckg-NC : 10 | Sit_Down_Restaurant | <65K_AC_Pckg-NC | 10 | 100% | 100% | 100% | 71.43% | 71.43% | 27.94% | 20.97% | 21.34% | 19.62% | 10.14% | HVAC
[5 empty] | Sit_Down_Restaurant : <65K_AC_Pckg-NC | Sit_Down_Restaurant : <65K_AC_Pckg-NC : 13 | Sit_Down_Restaurant | <65K_AC_Pckg-NC | 13 | 100% | 100% | 100% | 85.71% | 85.71% | 25.51% | 24.31% | 26.05% | 13.71% | 10.42% | HVAC
[5 empty] | Sit_Down_Restaurant : <65K_AC_Pckg-NC | Sit_Down_Restaurant : <65K_AC_Pckg-NC : 14 | Sit_Down_Restaurant | <65K_AC_Pckg-NC | 14 | 100% | 100% | 100% | 62.5% | 75% | 26.96% | 25.38% | 27.05% | 12.49% | 8.129% | HVAC
[5 empty] | Sit_Down_Restaurant : <65K_AC_Pckg-NC | Sit_Down_Restaurant : <65K_AC_Pckg-NC : 15 | Sit_Down_Restaurant | <65K_AC_Pckg-NC | 15 | 100% | 90.91% | 90.91% | 72.73% | 72.73% | 20.82% | 21.91% | 23.85% | 19.95% | 13.47% | HVAC
[5 empty] | Sit_Down_Restaurant : <65K_AC_Pckg-NC | Sit_Down_Restaurant : <65K_AC_Pckg-NC : 16 | Sit_Down_Restaurant | <65K_AC_Pckg-NC | 16 | 100% | 100% | 100% | 50% | 100% | 39.03% | 22.49% | 27.28% | 5.189% | 6.018% | HVAC
[5 empty] | Small_Office : <65K_AC_Pckg-NC | Small_Office : <65K_AC_Pckg-NC : 6 | Small_Office | <65K_AC_Pckg-NC | 6 | 100% | 100% | 50% | 71.43% | 57.14% | 38.9% | 25.13% | 6.708% | 25.78% | 3.491% | HVAC
[5 empty] | Small_Office : <65K_AC_Pckg-NC | Small_Office : <65K_AC_Pckg-NC : 8 | Small_Office | <65K_AC_Pckg-NC | 8 | 100% | 100% | 100% | 93.75% | 43.75% | 35.24% | 23.17% | 6.795% | 30.86% | 3.94% | HVAC
[5 empty] | Small_Office : <65K_AC_Pckg-NC | Small_Office : <65K_AC_Pckg-NC : 9 | Small_Office | <65K_AC_Pckg-NC | 9 | 100% | 94.74% | 63.16% | 84.21% | 63.16% | 36.08% | 23.75% | 5.443% | 31.04% | 3.686% | HVAC
[5 empty] | Small_Office : <65K_AC_Pckg-NC | Small_Office : <65K_AC_Pckg-NC : 10 | Small_Office | <65K_AC_Pckg-NC | 10 | 100% | 94.74% | 57.89% | 73.68% | 63.16% | 34.52% | 25.91% | 6.385% | 30.03% | 3.161% | HVAC
[5 empty] | Small_Office : <65K_AC_Pckg-NC | Small_Office : <65K_AC_Pckg-NC : 13 | Small_Office | <65K_AC_Pckg-NC | 13 | 100% | 89.47% | 84.21% | 84.21% | 36.84% | 33.98% | 29.69% | 9.963% | 23.06% | 3.298% | HVAC
[5 empty] | Small_Office : <65K_AC_Pckg-NC | Small_Office : <65K_AC_Pckg-NC : 14 | Small_Office | <65K_AC_Pckg-NC | 14 | 100% | 100% | 88.89% | 83.33% | 33.33% | 36.11% | 30.92% | 8.893% | 21.72% | 2.348% | HVAC
[5 empty] | Small_Office : <65K_AC_Pckg-NC | Small_Office : <65K_AC_Pckg-NC : 15 | Small_Office | <65K_AC_Pckg-NC | 15 | 100% | 95.83% | 79.17% | 87.5% | 75% | 26.08% | 24.76% | 11.73% | 32.02% | 5.409% | HVAC
[5 empty] | Small_Office : <65K_AC_Pckg-NC | Small_Office : <65K_AC_Pckg-NC : 16 | Small_Office | <65K_AC_Pckg-NC | 16 | 100% | 92.86% | 92.86% | 57.14% | 35.71% | 51.02% | 29.38% | 6.995% | 11.17% | 1.428% | HVAC
[5 empty] | Small_Retail_Store : <65K_AC_Pckg-NC | Small_Retail_Store : <65K_AC_Pckg-NC : 6 | Small_Retail_Store | <65K_AC_Pckg-NC | 6 | 100% | 100% | 50% | 100% | 100% | 32.18% | 15.49% | 19.02% | 21.5% | 11.81% | HVAC
[5 empty] | Small_Retail_Store : <65K_AC_Pckg-NC | Small_Retail_Store : <65K_AC_Pckg-NC : 8 | Small_Retail_Store | <65K_AC_Pckg-NC | 8 | 100% | 66.67% | 66.67% | 66.67% | 100% | 28.36% | 15.22% | 17.09% | 25.82% | 13.51% | HVAC
[5 empty] | Small_Retail_Store : <65K_AC_Pckg-NC | Small_Retail_Store : <65K_AC_Pckg-NC : 9 | Small_Retail_Store | <65K_AC_Pckg-NC | 9 | 100% | 66.67% | 66.67% | 100% | 66.67% | 28% | 15.9% | 16% | 26.8% | 13.3% | HVAC
[5 empty] | Small_Retail_Store : <65K_AC_Pckg-NC | Small_Retail_Store : <65K_AC_Pckg-NC : 10 | Small_Retail_Store | <65K_AC_Pckg-NC | 10 | 100% | 66.67% | 100% | 66.67% | 66.67% | 26.8% | 18.13% | 16.75% | 26.18% | 12.14% | HVAC
[5 empty] | Small_Retail_Store : <65K_AC_Pckg-NC | Small_Retail_Store : <65K_AC_Pckg-NC : 13 | Small_Retail_Store | <65K_AC_Pckg-NC | 13 | 100% | 66.67% | 100% | 66.67% | 100% | 27.79% | 21.89% | 19.43% | 19.29% | 11.6% | HVAC
[5 empty] | Small_Retail_Store : <65K_AC_Pckg-NC | Small_Retail_Store : <65K_AC_Pckg-NC : 14 | Small_Retail_Store | <65K_AC_Pckg-NC | 14 | 100% | 100% | 100% | 100% | 100% | 29.69% | 22.69% | 20.01% | 18.02% | 9.595% | HVAC
[5 empty] | Small_Retail_Store : <65K_AC_Pckg-NC | Small_Retail_Store : <65K_AC_Pckg-NC : 15 | Small_Retail_Store | <65K_AC_Pckg-NC | 15 | 100% | 75% | 75% | 75% | 75% | 21.43% | 18.94% | 16.98% | 28.38% | 14.27% | HVAC
[5 empty] | Small_Retail_Store : <65K_AC_Pckg-NC | Small_Retail_Store : <65K_AC_Pckg-NC : 16 | Small_Retail_Store | <65K_AC_Pckg-NC | 16 | 100% | 50% | 100% | 100% | 50% | 42.3% | 21% | 21.76% | 8.582% | 6.36% | HVAC
[5 empty] | Storage_Building : <65K_AC_Pckg-NC | Storage_Building : <65K_AC_Pckg-NC : 6 | Storage_Building | <65K_AC_Pckg-NC | 6 | 100% | 67.44% | 100% | 76.74% | 76.74% | 42.63% | 15.65% | 20.55% | 14.96% | 6.217% | HVAC
[5 empty] | Storage_Building : <65K_AC_Pckg-NC | Storage_Building : <65K_AC_Pckg-NC : 8 | Storage_Building | <65K_AC_Pckg-NC | 8 | 100% | 85.71% | 100% | 89.29% | 76.79% | 37.48% | 16.99% | 19.94% | 18.66% | 6.938% | HVAC
[5 empty] | Storage_Building : <65K_AC_Pckg-NC | Storage_Building : <65K_AC_Pckg-NC : 9 | Storage_Building | <65K_AC_Pckg-NC | 9 | 100% | 73.13% | 100% | 80.6% | 80.6% | 36.04% | 17.35% | 18.91% | 19.88% | 7.823% | HVAC
[5 empty] | Storage_Building : <65K_AC_Pckg-NC | Storage_Building : <65K_AC_Pckg-NC : 10 | Storage_Building | <65K_AC_Pckg-NC | 10 | 100% | 83.56% | 91.78% | 73.97% | 69.86% | 32.8% | 21.21% | 20.92% | 18.07% | 6.995% | HVAC
[5 empty] | Storage_Building : <65K_AC_Pckg-NC | Storage_Building : <65K_AC_Pckg-NC : 13 | Storage_Building | <65K_AC_Pckg-NC | 13 | 100% | 71.62% | 97.3% | 85.14% | 67.57% | 28.28% | 23.9% | 27.16% | 12.57% | 8.08% | HVAC
[5 empty] | Storage_Building : <65K_AC_Pckg-NC | Storage_Building : <65K_AC_Pckg-NC : 14 | Storage_Building | <65K_AC_Pckg-NC | 14 | 100% | 75.68% | 97.3% | 71.62% | 56.76% | 29.72% | 24.84% | 27.99% | 11.72% | 5.736% | HVAC
[5 empty] | Storage_Building : <65K_AC_Pckg-NC | Storage_Building : <65K_AC_Pckg-NC : 15 | Storage_Building | <65K_AC_Pckg-NC | 15 | 100% | 85.56% | 86.67% | 81.11% | 65.56% | 20.63% | 20.46% | 29.14% | 18.49% | 11.28% | HVAC
[5 empty] | Storage_Building : <65K_AC_Pckg-NC | Storage_Building : <65K_AC_Pckg-NC : 16 | Storage_Building | <65K_AC_Pckg-NC | 16 | 100% | 71.11% | 86.67% | 46.67% | 42.22% | 44.96% | 20.23% | 27.76% | 4.482% | 2.566% | HVAC
[5 empty] | Fast_Food_Restaurant : <65K_EvapCool-NC | Fast_Food_Restaurant : <65K_EvapCool-NC : 6 | Fast_Food_Restaurant | <65K_EvapCool-NC | 6 | 100% | 100% | 100% | 100% | 66.67% | 19.97% | 16.68% | 17.95% | 29.12% | 16.28% | HVAC
[5 empty] | Fast_Food_Restaurant : <65K_EvapCool-NC | Fast_Food_Restaurant : <65K_EvapCool-NC : 8 | Fast_Food_Restaurant | <65K_EvapCool-NC | 8 | 100% | 88.89% | 88.89% | 88.89% | 88.89% | 20.43% | 16.52% | 18.15% | 28.94% | 16.31% | HVAC
[5 empty] | Fast_Food_Restaurant : <65K_EvapCool-NC | Fast_Food_Restaurant : <65K_EvapCool-NC : 9 | Fast_Food_Restaurant | <65K_EvapCool-NC | 9 | 100% | 100% | 100% | 100% | 83.33% | 20.87% | 16.48% | 17.93% | 28.54% | 16.18% | HVAC
[5 empty] | Fast_Food_Restaurant : <65K_EvapCool-NC | Fast_Food_Restaurant : <65K_EvapCool-NC : 10 | Fast_Food_Restaurant | <65K_EvapCool-NC | 10 | 100% | 72.22% | 72.22% | 61.11% | 72.22% | 21.63% | 17.91% | 19.57% | 27.02% | 13.86% | HVAC
[5 empty] | Fast_Food_Restaurant : <65K_EvapCool-NC | Fast_Food_Restaurant : <65K_EvapCool-NC : 13 | Fast_Food_Restaurant | <65K_EvapCool-NC | 13 | 100% | 100% | 100% | 100% | 100% | 20.88% | 20.18% | 25.43% | 19.98% | 13.52% | HVAC
[5 empty] | Fast_Food_Restaurant : <65K_EvapCool-NC | Fast_Food_Restaurant : <65K_EvapCool-NC : 14 | Fast_Food_Restaurant | <65K_EvapCool-NC | 14 | 100% | 100% | 100% | 100% | 100% | 22.07% | 21.08% | 25.92% | 19.1% | 11.83% | HVAC
[5 empty] | Fast_Food_Restaurant : <65K_EvapCool-NC | Fast_Food_Restaurant : <65K_EvapCool-NC : 15 | Fast_Food_Restaurant | <65K_EvapCool-NC | 15 | 100% | 100% | 100% | 88.89% | 88.89% | 17.43% | 17.83% | 24.9% | 23.38% | 16.64% | HVAC
[5 empty] | Fast_Food_Restaurant : <65K_EvapCool-NC | Fast_Food_Restaurant : <65K_EvapCool-NC : 16 | Fast_Food_Restaurant | <65K_EvapCool-NC | 16 | 100% | 100% | 100% | 83.33% | 50% | 29.57% | 22.87% | 25.53% | 13.14% | 8.606% | HVAC
[5 empty] | Sit_Down_Restaurant : <65K_EvapCool-NC | Sit_Down_Restaurant : <65K_EvapCool-NC : 6 | Sit_Down_Restaurant | <65K_EvapCool-NC | 6 | 100% | 66.67% | 100% | 91.67% | 91.67% | 34.56% | 15.81% | 23.18% | 16.24% | 10.2% | HVAC
[5 empty] | Sit_Down_Restaurant : <65K_EvapCool-NC | Sit_Down_Restaurant : <65K_EvapCool-NC : 8 | Sit_Down_Restaurant | <65K_EvapCool-NC | 8 | 100% | 94.44% | 100% | 100% | 94.44% | 30.68% | 16.82% | 20.62% | 20.51% | 10.92% | HVAC
[5 empty] | Sit_Down_Restaurant : <65K_EvapCool-NC | Sit_Down_Restaurant : <65K_EvapCool-NC : 9 | Sit_Down_Restaurant | <65K_EvapCool-NC | 9 | 100% | 90.28% | 100% | 86.11% | 65.28% | 29.96% | 17.12% | 19.71% | 21.36% | 11.85% | HVAC
[5 empty] | Sit_Down_Restaurant : <65K_EvapCool-NC | Sit_Down_Restaurant : <65K_EvapCool-NC : 10 | Sit_Down_Restaurant | <65K_EvapCool-NC | 10 | 100% | 90.28% | 100% | 65.28% | 69.44% | 27.94% | 20.98% | 21.35% | 19.62% | 10.11% | HVAC
[5 empty] | Sit_Down_Restaurant : <65K_EvapCool-NC | Sit_Down_Restaurant : <65K_EvapCool-NC : 13 | Sit_Down_Restaurant | <65K_EvapCool-NC | 13 | 100% | 100% | 91.67% | 81.94% | 59.72% | 25.52% | 24.32% | 26.04% | 13.69% | 10.43% | HVAC
[5 empty] | Sit_Down_Restaurant : <65K_EvapCool-NC | Sit_Down_Restaurant : <65K_EvapCool-NC : 14 | Sit_Down_Restaurant | <65K_EvapCool-NC | 14 | 100% | 86.9% | 100% | 56.55% | 56.55% | 26.97% | 25.37% | 27.04% | 12% | 8.715% | HVAC
[5 empty] | Sit_Down_Restaurant : <65K_EvapCool-NC | Sit_Down_Restaurant : <65K_EvapCool-NC : 15 | Sit_Down_Restaurant | <65K_EvapCool-NC | 15 | 100% | 93.52% | 93.52% | 64.44% | 64.44% | 20.84% | 21.9% | 23.85% | 19.96% | 13.46% | HVAC
[5 empty] | Sit_Down_Restaurant : <65K_EvapCool-NC | Sit_Down_Restaurant : <65K_EvapCool-NC : 16 | Sit_Down_Restaurant | <65K_EvapCool-NC | 16 | 100% | 85% | 100% | 53.33% | 61.67% | 38.97% | 22.44% | 27.31% | 5.228% | 6.354% | HVAC
[5 empty] | Small_Office : <65K_EvapCool-NC | Small_Office : <65K_EvapCool-NC : 6 | Small_Office | <65K_EvapCool-NC | 6 | 100% | 100% | 60.51% | 91.54% | 52.05% | 38.89% | 25.13% | 6.705% | 25.78% | 3.502% | HVAC
[5 empty] | Small_Office : <65K_EvapCool-NC | Small_Office : <65K_EvapCool-NC : 8 | Small_Office | <65K_EvapCool-NC | 8 | 100% | 100% | 100% | 100% | 46.1% | 35.25% | 23.17% | 6.775% | 30.86% | 3.945% | HVAC
[5 empty] | Small_Office : <65K_EvapCool-NC | Small_Office : <65K_EvapCool-NC : 9 | Small_Office | <65K_EvapCool-NC | 9 | 100% | 90.1% | 64.11% | 77.98% | 70.03% | 36.08% | 23.76% | 5.439% | 31.04% | 3.674% | HVAC
[5 empty] | Small_Office : <65K_EvapCool-NC | Small_Office : <65K_EvapCool-NC : 10 | Small_Office | <65K_EvapCool-NC | 10 | 100% | 96.02% | 61.89% | 82.15% | 60.13% | 34.52% | 25.9% | 6.392% | 30.04% | 3.144% | HVAC
[5 empty] | Small_Office : <65K_EvapCool-NC | Small_Office : <65K_EvapCool-NC : 13 | Small_Office | <65K_EvapCool-NC | 13 | 100% | 91.86% | 86.13% | 87.88% | 44.04% | 33.99% | 29.7% | 9.96% | 23.05% | 3.295% | HVAC
[5 empty] | Small_Office : <65K_EvapCool-NC | Small_Office : <65K_EvapCool-NC : 14 | Small_Office | <65K_EvapCool-NC | 14 | 100% | 97.78% | 85.46% | 83.61% | 26.48% | 36.11% | 30.94% | 8.882% | 21.72% | 2.351% | HVAC
[5 empty] | Small_Office : <65K_EvapCool-NC | Small_Office : <65K_EvapCool-NC : 15 | Small_Office | <65K_EvapCool-NC | 15 | 100% | 92.55% | 82.01% | 86.43% | 72.8% | 26.07% | 24.76% | 11.73% | 32.03% | 5.411% | HVAC
[5 empty] | Small_Office : <65K_EvapCool-NC | Small_Office : <65K_EvapCool-NC : 16 | Small_Office | <65K_EvapCool-NC | 16 | 100% | 100% | 100% | 68.63% | 37.26% | 51.02% | 29.37% | 7.022% | 11% | 2% | HVAC
[5 empty] | Small_Retail_Store : <65K_EvapCool-NC | Small_Retail_Store : <65K_EvapCool-NC : 6 | Small_Retail_Store | <65K_EvapCool-NC | 6 | 100% | 100% | 83.33% | 66.67% | 100% | 32.05% | 15.51% | 18.84% | 21.67% | 11.93% | HVAC
[5 empty] | Small_Retail_Store : <65K_EvapCool-NC | Small_Retail_Store : <65K_EvapCool-NC : 8 | Small_Retail_Store | <65K_EvapCool-NC | 8 | 100% | 72.22% | 88.89% | 88.89% | 100% | 28.32% | 15.33% | 17.13% | 25.9% | 13.51% | HVAC
[5 empty] | Small_Retail_Store : <65K_EvapCool-NC | Small_Retail_Store : <65K_EvapCool-NC : 9 | Small_Retail_Store | <65K_EvapCool-NC | 9 | 100% | 72.22% | 100% | 88.89% | 72.22% | 28.01% | 15.83% | 16.03% | 26.86% | 13.27% | HVAC
[5 empty] | Small_Retail_Store : <65K_EvapCool-NC | Small_Retail_Store : <65K_EvapCool-NC : 10 | Small_Retail_Store | <65K_EvapCool-NC | 10 | 100% | 72.22% | 100% | 72.22% | 88.89% | 26.84% | 18.12% | 16.71% | 26.24% | 12.09% | HVAC
[5 empty] | Small_Retail_Store : <65K_EvapCool-NC | Small_Retail_Store : <65K_EvapCool-NC : 13 | Small_Retail_Store | <65K_EvapCool-NC | 13 | 100% | 88.89% | 100% | 72.22% | 88.89% | 27.83% | 21.88% | 19.39% | 19.29% | 11.62% | HVAC
[5 empty] | Small_Retail_Store : <65K_EvapCool-NC | Small_Retail_Store : <65K_EvapCool-NC : 14 | Small_Retail_Store | <65K_EvapCool-NC | 14 | 100% | 100% | 100% | 100% | 100% | 29.68% | 22.72% | 19.98% | 18.03% | 9.38% | HVAC
[5 empty] | Small_Retail_Store : <65K_EvapCool-NC | Small_Retail_Store : <65K_EvapCool-NC : 15 | Small_Retail_Store | <65K_EvapCool-NC | 15 | 100% | 100% | 100% | 100% | 100% | 21.44% | 18.95% | 16.97% | 28.36% | 14.76% | HVAC
[5 empty] | Small_Retail_Store : <65K_EvapCool-NC | Small_Retail_Store : <65K_EvapCool-NC : 16 | Small_Retail_Store | <65K_EvapCool-NC | 16 | 100% | 50% | 83.33% | 50% | 50% | 42.59% | 20.89% | 21.89% | 9% | 5.389% | HVAC
[5 empty] | Storage_Building : <65K_EvapCool-NC | Storage_Building : <65K_EvapCool-NC : 6 | Storage_Building | <65K_EvapCool-NC | 6 | 100% | 66.08% | 100% | 75.63% | 75.63% | 42.63% | 15.65% | 20.54% | 15.5% | 5.405% | HVAC
[5 empty] | Storage_Building : <65K_EvapCool-NC | Storage_Building : <65K_EvapCool-NC : 8 | Storage_Building | <65K_EvapCool-NC | 8 | 100% | 85.97% | 100% | 90.01% | 78.05% | 37.48% | 16.99% | 19.93% | 18.66% | 6.936% | HVAC
[5 empty] | Storage_Building : <65K_EvapCool-NC | Storage_Building : <65K_EvapCool-NC : 9 | Storage_Building | <65K_EvapCool-NC | 9 | 100% | 73.03% | 100% | 81.28% | 79.06% | 36.04% | 17.35% | 18.91% | 19.88% | 7.83% | HVAC
[5 empty] | Storage_Building : <65K_EvapCool-NC | Storage_Building : <65K_EvapCool-NC : 10 | Storage_Building | <65K_EvapCool-NC | 10 | 100% | 82.32% | 90.94% | 72.25% | 69.19% | 32.8% | 21.21% | 20.92% | 18.07% | 6.995% | HVAC
[5 empty] | Storage_Building : <65K_EvapCool-NC | Storage_Building : <65K_EvapCool-NC : 13 | Storage_Building | <65K_EvapCool-NC | 13 | 100% | 71.69% | 96.94% | 84.82% | 68.18% | 28.28% | 23.9% | 27.16% | 12.58% | 8.08% | HVAC
[5 empty] | Storage_Building : <65K_EvapCool-NC | Storage_Building : <65K_EvapCool-NC : 14 | Storage_Building | <65K_EvapCool-NC | 14 | 100% | 75.19% | 98.99% | 71.69% | 58.11% | 29.72% | 24.84% | 27.99% | 11.72% | 5.245% | HVAC
[5 empty] | Storage_Building : <65K_EvapCool-NC | Storage_Building : <65K_EvapCool-NC : 15 | Storage_Building | <65K_EvapCool-NC | 15 | 100% | 86.33% | 87.16% | 80.09% | 65.96% | 20.63% | 20.46% | 29.14% | 18.49% | 11.76% | HVAC
[5 empty] | Storage_Building : <65K_EvapCool-NC | Storage_Building : <65K_EvapCool-NC : 16 | Storage_Building | <65K_EvapCool-NC | 16 | 100% | 77.22% | 88.24% | 50.03% | 45.84% | 44.96% | 20.23% | 27.76% | 4.483% | 2.567% | HVAC
[5 empty] | College_University : 65K-135K_Air_AC-NC | College_University : 65K-135K_Air_AC-NC : 6 | College_University | 65K-135K_Air_AC-NC | 6 | 100% | 69.69% | 100% | 75.77% | 74.01% | 42.2% | 15.67% | 20.57% | 14.95% | 6.19% | HVAC
[5 empty] | College_University : 65K-135K_Air_AC-NC | College_University : 65K-135K_Air_AC-NC : 8 | College_University | 65K-135K_Air_AC-NC | 8 | 100% | 81.38% | 100% | 88.37% | 69.75% | 37.5% | 16.99% | 19.93% | 18.65% | 6.927% | HVAC
[5 empty] | College_University : 65K-135K_Air_AC-NC | College_University : 65K-135K_Air_AC-NC : 9 | College_University | 65K-135K_Air_AC-NC | 9 | 100% | 75.8% | 101.1% | 85.92% | 85.92% | 36.04% | 17.34% | 18.92% | 19.87% | 7.823% | HVAC
[5 empty] | College_University : 65K-135K_Air_AC-NC | College_University : 65K-135K_Air_AC-NC : 10 | College_University | 65K-135K_Air_AC-NC | 10 | 100% | 87.91% | 93.23% | 74.37% | 71.71% | 32.8% | 21.22% | 20.92% | 18.07% | 6.993% | HVAC
[5 empty] | College_University : 65K-135K_Air_AC-NC | College_University : 65K-135K_Air_AC-NC : 13 | College_University | 65K-135K_Air_AC-NC | 13 | 100% | 75.47% | 97.44% | 87.22% | 69.89% | 28.28% | 23.9% | 27.16% | 12.57% | 8.077% | HVAC
[5 empty] | College_University : 65K-135K_Air_AC-NC | College_University : 65K-135K_Air_AC-NC : 14 | College_University | 65K-135K_Air_AC-NC | 14 | 100% | 78.03% | 97.44% | 72.44% | 55.11% | 29.24% | 24.83% | 27.99% | 11.72% | 5.739% | HVAC
[5 empty] | College_University : 65K-135K_Air_AC-NC | College_University : 65K-135K_Air_AC-NC : 15 | College_University | 65K-135K_Air_AC-NC | 15 | 100% | 85.17% | 86.03% | 79.85% | 63.78% | 21.09% | 20.46% | 29.42% | 18% | 11.28% | HVAC
[5 empty] | College_University : 65K-135K_Air_AC-NC | College_University : 65K-135K_Air_AC-NC : 16 | College_University | 65K-135K_Air_AC-NC | 16 | 100% | 83.54% | 91.36% | 64.51% | 60.19% | 44.96% | 20.22% | 27.76% | 4.479% | 2.57% | HVAC
[5 empty] | Fast_Food_Restaurant : 65K-135K_Air_AC-NC | Fast_Food_Restaurant : 65K-135K_Air_AC-NC : 6 | Fast_Food_Restaurant | 65K-135K_Air_AC-NC | 6 | 100% | 50% | 66.67% | 83.33% | 100% | 19.98% | 16.66% | 17.81% | 29.37% | 16.18% | HVAC
[5 empty] | Fast_Food_Restaurant : 65K-135K_Air_AC-NC | Fast_Food_Restaurant : 65K-135K_Air_AC-NC : 8 | Fast_Food_Restaurant | 65K-135K_Air_AC-NC | 8 | 100% | 100% | 100% | 100% | 100% | 20.53% | 16.46% | 18.06% | 29.31% | 15.98% | HVAC
[5 empty] | Fast_Food_Restaurant : 65K-135K_Air_AC-NC | Fast_Food_Restaurant : 65K-135K_Air_AC-NC : 9 | Fast_Food_Restaurant | 65K-135K_Air_AC-NC | 9 | 100% | 100% | 100% | 83.33% | 66.67% | 20.83% | 16.56% | 18.01% | 28.42% | 15.96% | HVAC
[5 empty] | Fast_Food_Restaurant : 65K-135K_Air_AC-NC | Fast_Food_Restaurant : 65K-135K_Air_AC-NC : 10 | Fast_Food_Restaurant | 65K-135K_Air_AC-NC | 10 | 100% | 100% | 100% | 83.33% | 100% | 21.53% | 17.99% | 19.59% | 26.65% | 13.9% | HVAC
[5 empty] | Fast_Food_Restaurant : 65K-135K_Air_AC-NC | Fast_Food_Restaurant : 65K-135K_Air_AC-NC : 13 | Fast_Food_Restaurant | 65K-135K_Air_AC-NC | 13 | 100% | 100% | 100% | 100% | 100% | 20.86% | 20.21% | 25.53% | 20.05% | 13.57% | HVAC
[5 empty] | Fast_Food_Restaurant : 65K-135K_Air_AC-NC | Fast_Food_Restaurant : 65K-135K_Air_AC-NC : 14 | Fast_Food_Restaurant | 65K-135K_Air_AC-NC | 14 | 100% | 100% | 100% | 50% | 66.67% | 22.05% | 21.01% | 25.86% | 19.18% | 11.91% | HVAC
[5 empty] | Fast_Food_Restaurant : 65K-135K_Air_AC-NC | Fast_Food_Restaurant : 65K-135K_Air_AC-NC : 15 | Fast_Food_Restaurant | 65K-135K_Air_AC-NC | 15 | 100% | 66.67% | 66.67% | 50% | 50% | 17.43% | 17.84% | 25.25% | 23% | 16.47% | HVAC
[5 empty] | Fast_Food_Restaurant : 65K-135K_Air_AC-NC | Fast_Food_Restaurant : 65K-135K_Air_AC-NC : 16 | Fast_Food_Restaurant | 65K-135K_Air_AC-NC | 16 | 100% | 100% | 100% | 100% | 100% | 29.53% | 23.04% | 25.25% | 13.3% | 8.874% | HVAC
[5 empty] | Grocery_Store : 65K-135K_Air_AC-NC | Grocery_Store : 65K-135K_Air_AC-NC : 6 | Grocery_Store | 65K-135K_Air_AC-NC | 6 | 100% | 100% | 100% | 100% | 116.7% | 27.24% | 18.89% | 22.69% | 19.37% | 11.81% | HVAC
[5 empty] | Grocery_Store : 65K-135K_Air_AC-NC | Grocery_Store : 65K-135K_Air_AC-NC : 8 | Grocery_Store | 65K-135K_Air_AC-NC | 8 | 100% | 100% | 100% | 100% | 100% | 23.61% | 18.91% | 21.74% | 22.28% | 13.46% | HVAC
[5 empty] | Grocery_Store : 65K-135K_Air_AC-NC | Grocery_Store : 65K-135K_Air_AC-NC : 9 | Grocery_Store | 65K-135K_Air_AC-NC | 9 | 100% | 96.97% | 100% | 80.84% | 77.81% | 22.53% | 19.58% | 21.12% | 23.26% | 13.5% | HVAC
[5 empty] | Grocery_Store : 65K-135K_Air_AC-NC | Grocery_Store : 65K-135K_Air_AC-NC : 10 | Grocery_Store | 65K-135K_Air_AC-NC | 10 | 100% | 100% | 96.97% | 80.84% | 73.05% | 20.9% | 21.69% | 24.41% | 21.77% | 11.22% | HVAC
[5 empty] | Grocery_Store : 65K-135K_Air_AC-NC | Grocery_Store : 65K-135K_Air_AC-NC : 13 | Grocery_Store | 65K-135K_Air_AC-NC | 13 | 100% | 97.22% | 100% | 77.78% | 75% | 19.53% | 23.2% | 30.35% | 15% | 11.59% | HVAC
[5 empty] | Grocery_Store : 65K-135K_Air_AC-NC | Grocery_Store : 65K-135K_Air_AC-NC : 14 | Grocery_Store | 65K-135K_Air_AC-NC | 14 | 100% | 95.83% | 100% | 74.24% | 74.24% | 20.51% | 23.62% | 31.35% | 15% | 9.551% | HVAC
[5 empty] | Grocery_Store : 65K-135K_Air_AC-NC | Grocery_Store : 65K-135K_Air_AC-NC : 15 | Grocery_Store | 65K-135K_Air_AC-NC | 15 | 100% | 94.29% | 100% | 79.52% | 67.14% | 14.53% | 17.98% | 30.41% | 20.69% | 16.4% | HVAC
[5 empty] | Grocery_Store : 65K-135K_Air_AC-NC | Grocery_Store : 65K-135K_Air_AC-NC : 16 | Grocery_Store | 65K-135K_Air_AC-NC | 16 | 100% | 100% | 100% | 72.38% | 88.57% | 31.79% | 24.87% | 28.67% | 7.269% | 7.399% | HVAC
[5 empty] | Sit_Down_Restaurant : 65K-135K_Air_AC-NC | Sit_Down_Restaurant : 65K-135K_Air_AC-NC : 6 | Sit_Down_Restaurant | 65K-135K_Air_AC-NC | 6 | 100% | 100% | 100% | 100% | 100% | 34.73% | 15.72% | 23.02% | 16.06% | 10.46% | HVAC
[5 empty] | Sit_Down_Restaurant : 65K-135K_Air_AC-NC | Sit_Down_Restaurant : 65K-135K_Air_AC-NC : 8 | Sit_Down_Restaurant | 65K-135K_Air_AC-NC | 8 | 100% | 72.22% | 100% | 100% | 72.22% | 30.23% | 16.75% | 20.66% | 20.48% | 11.45% | HVAC
[5 empty] | Sit_Down_Restaurant : 65K-135K_Air_AC-NC | Sit_Down_Restaurant : 65K-135K_Air_AC-NC : 9 | Sit_Down_Restaurant | 65K-135K_Air_AC-NC | 9 | 100% | 100% | 100% | 100% | 88.89% | 29.94% | 17.17% | 19.71% | 21.32% | 11.86% | HVAC
[5 empty] | Sit_Down_Restaurant : 65K-135K_Air_AC-NC | Sit_Down_Restaurant : 65K-135K_Air_AC-NC : 10 | Sit_Down_Restaurant | 65K-135K_Air_AC-NC | 10 | 100% | 100% | 100% | 55.56% | 72.22% | 27.91% | 21.01% | 21.33% | 19.64% | 10.12% | HVAC
[5 empty] | Sit_Down_Restaurant : 65K-135K_Air_AC-NC | Sit_Down_Restaurant : 65K-135K_Air_AC-NC : 13 | Sit_Down_Restaurant | 65K-135K_Air_AC-NC | 13 | 100% | 100% | 100% | 100% | 100% | 25.49% | 24.32% | 26.37% | 13.69% | 10.42% | HVAC
[5 empty] | Sit_Down_Restaurant : 65K-135K_Air_AC-NC | Sit_Down_Restaurant : 65K-135K_Air_AC-NC : 14 | Sit_Down_Restaurant | 65K-135K_Air_AC-NC | 14 | 100% | 83.33% | 63.89% | 44.44% | 55.56% | 27.65% | 25.39% | 27.06% | 12% | 8.139% | HVAC
[5 empty] | Sit_Down_Restaurant : 65K-135K_Air_AC-NC | Sit_Down_Restaurant : 65K-135K_Air_AC-NC : 15 | Sit_Down_Restaurant | 65K-135K_Air_AC-NC | 15 | 100% | 100% | 100% | 76.67% | 58.89% | 20.82% | 21.9% | 23.86% | 19.96% | 13.48% | HVAC
[5 empty] | Sit_Down_Restaurant : 65K-135K_Air_AC-NC | Sit_Down_Restaurant : 65K-135K_Air_AC-NC : 16 | Sit_Down_Restaurant | 65K-135K_Air_AC-NC | 16 | 100% | 83.33% | 133.3% | 66.67% | 100% | 39.64% | 22.44% | 27.22% | 5% | 6.031% | HVAC
[5 empty] | Small_Office : 65K-135K_Air_AC-NC | Small_Office : 65K-135K_Air_AC-NC : 6 | Small_Office | 65K-135K_Air_AC-NC | 6 | 100% | 100% | 50% | 86.11% | 50% | 38.52% | 25.12% | 6.756% | 25.79% | 3.516% | HVAC
[5 empty] | Small_Office : 65K-135K_Air_AC-NC | Small_Office : 65K-135K_Air_AC-NC : 8 | Small_Office | 65K-135K_Air_AC-NC | 8 | 100% | 100% | 100% | 100% | 50% | 35.24% | 23.15% | 6.776% | 30.87% | 3.976% | HVAC
[5 empty] | Small_Office : 65K-135K_Air_AC-NC | Small_Office : 65K-135K_Air_AC-NC : 9 | Small_Office | 65K-135K_Air_AC-NC | 9 | 100% | 94.44% | 69.44% | 90.28% | 65.28% | 36.08% | 23.78% | 5.433% | 31.03% | 3.68% | HVAC
[5 empty] | Small_Office : 65K-135K_Air_AC-NC | Small_Office : 65K-135K_Air_AC-NC : 10 | Small_Office | 65K-135K_Air_AC-NC | 10 | 100% | 84.72% | 51.94% | 95.83% | 69.72% | 34.67% | 25.89% | 6.39% | 30.05% | 3.173% | HVAC
[5 empty] | Small_Office : 65K-135K_Air_AC-NC | Small_Office : 65K-135K_Air_AC-NC : 13 | Small_Office | 65K-135K_Air_AC-NC | 13 | 100% | 94.44% | 73.61% | 79.17% | 34.72% | 33.96% | 29.68% | 9.987% | 23.05% | 3.322% | HVAC
[5 empty] | Small_Office : 65K-135K_Air_AC-NC | Small_Office : 65K-135K_Air_AC-NC : 14 | Small_Office | 65K-135K_Air_AC-NC | 14 | 100% | 100% | 90.28% | 79.17% | 30.56% | 36.11% | 30.93% | 8.895% | 21.7% | 2.36% | HVAC
[5 empty] | Small_Office : 65K-135K_Air_AC-NC | Small_Office : 65K-135K_Air_AC-NC : 15 | Small_Office | 65K-135K_Air_AC-NC | 15 | 100% | 100% | 91.9% | 91.9% | 69.37% | 26.07% | 24.75% | 11.74% | 32.03% | 5.411% | HVAC
[5 empty] | Small_Office : 65K-135K_Air_AC-NC | Small_Office : 65K-135K_Air_AC-NC : 16 | Small_Office | 65K-135K_Air_AC-NC | 16 | 100% | 94.44% | 94.44% | 80.56% | 30.56% | 51.64% | 29.34% | 7.015% | 11% | 1.415% | HVAC
[5 empty] | Small_Retail_Store : 65K-135K_Air_AC-NC | Small_Retail_Store : 65K-135K_Air_AC-NC : 6 | Small_Retail_Store | 65K-135K_Air_AC-NC | 6 | 100% | 83.33% | 66.67% | 100% | 100% | 32.09% | 15.49% | 18.66% | 22.05% | 11.72% | HVAC
[5 empty] | Small_Retail_Store : 65K-135K_Air_AC-NC | Small_Retail_Store : 65K-135K_Air_AC-NC : 8 | Small_Retail_Store | 65K-135K_Air_AC-NC | 8 | 100% | 100% | 83.33% | 100% | 100% | 28.71% | 14.94% | 17.13% | 26.06% | 13.38% | HVAC
[5 empty] | Small_Retail_Store : 65K-135K_Air_AC-NC | Small_Retail_Store : 65K-135K_Air_AC-NC : 9 | Small_Retail_Store | 65K-135K_Air_AC-NC | 9 | 100% | 100% | 100% | 100% | 100% | 27.8% | 15.85% | 16.08% | 26.84% | 13.44% | HVAC
[5 empty] | Small_Retail_Store : 65K-135K_Air_AC-NC | Small_Retail_Store : 65K-135K_Air_AC-NC : 10 | Small_Retail_Store | 65K-135K_Air_AC-NC | 10 | 100% | 100% | 100% | 100% | 100% | 26.84% | 18.08% | 16.8% | 26.21% | 12.06% | HVAC
[5 empty] | Small_Retail_Store : 65K-135K_Air_AC-NC | Small_Retail_Store : 65K-135K_Air_AC-NC : 13 | Small_Retail_Store | 65K-135K_Air_AC-NC | 13 | 100% | 50% | 83.33% | 83.33% | 66.67% | 27.84% | 21.78% | 19.43% | 19.34% | 11.61% | HVAC
[5 empty] | Small_Retail_Store : 65K-135K_Air_AC-NC | Small_Retail_Store : 65K-135K_Air_AC-NC : 14 | Small_Retail_Store | 65K-135K_Air_AC-NC | 14 | 100% | 100% | 100% | 83.33% | 83.33% | 29.16% | 22.7% | 20.09% | 17.99% | 9.601% | HVAC
[5 empty] | Small_Retail_Store : 65K-135K_Air_AC-NC | Small_Retail_Store : 65K-135K_Air_AC-NC : 15 | Small_Retail_Store | 65K-135K_Air_AC-NC | 15 | 100% | 66.67% | 66.67% | 83.33% | 66.67% | 21.43% | 18.99% | 16.96% | 28.77% | 14.28% | HVAC
[5 empty] | Small_Retail_Store : 65K-135K_Air_AC-NC | Small_Retail_Store : 65K-135K_Air_AC-NC : 16 | Small_Retail_Store | 65K-135K_Air_AC-NC | 16 | 100% | 83.33% | 100% | 100% | 100% | 41.17% | 20.95% | 21.92% | 9.5% | 6.74% | HVAC
[5 empty] | College_University : 65K-135_Wtr_AC-NC | College_University : 65K-135_Wtr_AC-NC : 6 | College_University | 65K-135_Wtr_AC-NC | 6 | 100% | 64.15% | 100% | 75.81% | 75.81% | 42.42% | 15.65% | 20.54% | 15.5% | 5.407% | HVAC
[5 empty] | College_University : 65K-135_Wtr_AC-NC | College_University : 65K-135_Wtr_AC-NC : 8 | College_University | 65K-135_Wtr_AC-NC | 8 | 100% | 83.85% | 100% | 89.45% | 76.65% | 37.48% | 16.99% | 19.94% | 18.66% | 6.94% | HVAC
[5 empty] | College_University : 65K-135_Wtr_AC-NC | College_University : 65K-135_Wtr_AC-NC : 9 | College_University | 65K-135_Wtr_AC-NC | 9 | 100% | 72.96% | 102.3% | 81.79% | 81.01% | 36.04% | 17.35% | 18.91% | 19.87% | 7.827% | HVAC
[5 empty] | College_University : 65K-135_Wtr_AC-NC | College_University : 65K-135_Wtr_AC-NC : 10 | College_University | 65K-135_Wtr_AC-NC | 10 | 100% | 84.07% | 92.74% | 71.29% | 70.07% | 32.8% | 21.21% | 20.92% | 18.07% | 6.994% | HVAC
[5 empty] | College_University : 65K-135_Wtr_AC-NC | College_University : 65K-135_Wtr_AC-NC : 13 | College_University | 65K-135_Wtr_AC-NC | 13 | 100% | 73.55% | 98.78% | 86.42% | 69.77% | 28.29% | 23.9% | 27.16% | 12.57% | 8.078% | HVAC
[5 empty] | College_University : 65K-135_Wtr_AC-NC | College_University : 65K-135_Wtr_AC-NC : 14 | College_University | 65K-135_Wtr_AC-NC | 14 | 100% | 73.41% | 96.32% | 71.71% | 56.67% | 29.48% | 24.83% | 27.99% | 12% | 5.246% | HVAC
[5 empty] | College_University : 65K-135_Wtr_AC-NC | College_University : 65K-135_Wtr_AC-NC : 15 | College_University | 65K-135_Wtr_AC-NC | 15 | 100% | 86.02% | 88.51% | 81.45% | 64.81% | 20.63% | 20.46% | 29.42% | 18% | 11.76% | HVAC
[5 empty] | College_University : 65K-135_Wtr_AC-NC | College_University : 65K-135_Wtr_AC-NC : 16 | College_University | 65K-135_Wtr_AC-NC | 16 | 100% | 77.31% | 88.57% | 50.68% | 45.56% | 44.96% | 20.23% | 27.76% | 4.478% | 2.576% | HVAC
[5 empty] | Fast_Food_Restaurant : 65K-135_Wtr_AC-NC | Fast_Food_Restaurant : 65K-135_Wtr_AC-NC : 6 | Fast_Food_Restaurant | 65K-135_Wtr_AC-NC | 6 | 100% | 100% | 100% | 100% | 100% | 19.97% | 16.68% | 17.87% | 29.18% | 16.29% | HVAC
[5 empty] | Fast_Food_Restaurant : 65K-135_Wtr_AC-NC | Fast_Food_Restaurant : 65K-135_Wtr_AC-NC : 8 | Fast_Food_Restaurant | 65K-135_Wtr_AC-NC | 8 | 100% | 88.89% | 72.22% | 72.22% | 72.22% | 20.44% | 16.5% | 18.2% | 29% | 16.26% | HVAC
[5 empty] | Fast_Food_Restaurant : 65K-135_Wtr_AC-NC | Fast_Food_Restaurant : 65K-135_Wtr_AC-NC : 9 | Fast_Food_Restaurant | 65K-135_Wtr_AC-NC | 9 | 100% | 66.67% | 100% | 100% | 83.33% | 20.85% | 16.51% | 17.91% | 28.5% | 15.77% | HVAC
[5 empty] | Fast_Food_Restaurant : 65K-135_Wtr_AC-NC | Fast_Food_Restaurant : 65K-135_Wtr_AC-NC : 10 | Fast_Food_Restaurant | 65K-135_Wtr_AC-NC | 10 | 100% | 83.33% | 100% | 100% | 100% | 21.6% | 17.91% | 19.6% | 27.5% | 13.3% | HVAC
[5 empty] | Fast_Food_Restaurant : 65K-135_Wtr_AC-NC | Fast_Food_Restaurant : 65K-135_Wtr_AC-NC : 13 | Fast_Food_Restaurant | 65K-135_Wtr_AC-NC | 13 | 100% | 83.33% | 100% | 83.33% | 66.67% | 20.9% | 20.14% | 25.64% | 19.98% | 13.52% | HVAC
[5 empty] | Fast_Food_Restaurant : 65K-135_Wtr_AC-NC | Fast_Food_Restaurant : 65K-135_Wtr_AC-NC : 14 | Fast_Food_Restaurant | 65K-135_Wtr_AC-NC | 14 | 100% | 100% | 100% | 83.33% | 83.33% | 22.07% | 21.12% | 25.87% | 19.13% | 11.8% | HVAC
[5 empty] | Fast_Food_Restaurant : 65K-135_Wtr_AC-NC | Fast_Food_Restaurant : 65K-135_Wtr_AC-NC : 15 | Fast_Food_Restaurant | 65K-135_Wtr_AC-NC | 15 | 100% | 100% | 100% | 100% | 100% | 17.46% | 17.77% | 24.86% | 23.4% | 16.68% | HVAC
[5 empty] | Fast_Food_Restaurant : 65K-135_Wtr_AC-NC | Fast_Food_Restaurant : 65K-135_Wtr_AC-NC : 16 | Fast_Food_Restaurant | 65K-135_Wtr_AC-NC | 16 | 100% | 100% | 100% | 33.33% | 83.33% | 30.09% | 22.83% | 25.55% | 13.19% | 8.285% | HVAC
[5 empty] | Grocery_Store : 65K-135_Wtr_AC-NC | Grocery_Store : 65K-135_Wtr_AC-NC : 6 | Grocery_Store | 65K-135_Wtr_AC-NC | 6 | 100% | 100% | 100% | 86.97% | 89.19% | 27.23% | 18.89% | 22.67% | 19.38% | 11.83% | HVAC
[5 empty] | Grocery_Store : 65K-135_Wtr_AC-NC | Grocery_Store : 65K-135_Wtr_AC-NC : 8 | Grocery_Store | 65K-135_Wtr_AC-NC | 8 | 100% | 100% | 100% | 88.97% | 100% | 23.61% | 18.92% | 21.73% | 22.28% | 13.46% | HVAC
[5 empty] | Grocery_Store : 65K-135_Wtr_AC-NC | Grocery_Store : 65K-135_Wtr_AC-NC : 9 | Grocery_Store | 65K-135_Wtr_AC-NC | 9 | 100% | 87.78% | 91.31% | 80.55% | 70.41% | 22.53% | 19.59% | 21.12% | 23.27% | 13.48% | HVAC
[5 empty] | Grocery_Store : 65K-135_Wtr_AC-NC | Grocery_Store : 65K-135_Wtr_AC-NC : 10 | Grocery_Store | 65K-135_Wtr_AC-NC | 10 | 100% | 100% | 100% | 86.63% | 85.04% | 20.91% | 21.7% | 24.4% | 21.78% | 11.21% | HVAC
[5 empty] | Grocery_Store : 65K-135_Wtr_AC-NC | Grocery_Store : 65K-135_Wtr_AC-NC : 13 | Grocery_Store | 65K-135_Wtr_AC-NC | 13 | 100% | 92.15% | 101.9% | 82.44% | 74.59% | 19.53% | 23.2% | 30.69% | 15% | 11.4% | HVAC
[5 empty] | Grocery_Store : 65K-135_Wtr_AC-NC | Grocery_Store : 65K-135_Wtr_AC-NC : 14 | Grocery_Store | 65K-135_Wtr_AC-NC | 14 | 100% | 94.85% | 98.55% | 75.56% | 75.56% | 20.5% | 23.6% | 31.71% | 15% | 9.378% | HVAC
[5 empty] | Grocery_Store : 65K-135_Wtr_AC-NC | Grocery_Store : 65K-135_Wtr_AC-NC : 15 | Grocery_Store | 65K-135_Wtr_AC-NC | 15 | 100% | 93.34% | 94.49% | 72.91% | 70.17% | 14.53% | 17.97% | 30.41% | 20.69% | 16.4% | HVAC
[5 empty] | Grocery_Store : 65K-135_Wtr_AC-NC | Grocery_Store : 65K-135_Wtr_AC-NC : 16 | Grocery_Store | 65K-135_Wtr_AC-NC | 16 | 100% | 100% | 100% | 71.43% | 86.19% | 31.81% | 24.85% | 28.63% | 7.278% | 7.433% | HVAC
[5 empty] | Sit_Down_Restaurant : 65K-135_Wtr_AC-NC | Sit_Down_Restaurant : 65K-135_Wtr_AC-NC : 6 | Sit_Down_Restaurant | 65K-135_Wtr_AC-NC | 6 | 100% | 55.56% | 100% | 63.89% | 63.89% | 34.55% | 15.92% | 23.24% | 16.05% | 10.24% | HVAC
[5 empty] | Sit_Down_Restaurant : 65K-135_Wtr_AC-NC | Sit_Down_Restaurant : 65K-135_Wtr_AC-NC : 8 | Sit_Down_Restaurant | 65K-135_Wtr_AC-NC | 8 | 100% | 85% | 100% | 100% | 68.33% | 30.48% | 16.81% | 20.6% | 22% | 10.45% | HVAC
[5 empty] | Sit_Down_Restaurant : 65K-135_Wtr_AC-NC | Sit_Down_Restaurant : 65K-135_Wtr_AC-NC : 9 | Sit_Down_Restaurant | 65K-135_Wtr_AC-NC | 9 | 100% | 95.24% | 100% | 72.7% | 66.03% | 29.94% | 17.18% | 19.71% | 21.37% | 11.8% | HVAC
[5 empty] | Sit_Down_Restaurant : 65K-135_Wtr_AC-NC | Sit_Down_Restaurant : 65K-135_Wtr_AC-NC : 10 | Sit_Down_Restaurant | 65K-135_Wtr_AC-NC | 10 | 100% | 100% | 93.33% | 87.78% | 81.11% | 27.93% | 20.96% | 21.34% | 19.63% | 10.14% | HVAC
[5 empty] | Sit_Down_Restaurant : 65K-135_Wtr_AC-NC | Sit_Down_Restaurant : 65K-135_Wtr_AC-NC : 13 | Sit_Down_Restaurant | 65K-135_Wtr_AC-NC | 13 | 100% | 100% | 100% | 88.57% | 72.7% | 25.51% | 24.33% | 26.04% | 13.7% | 10.41% | HVAC
[5 empty] | Sit_Down_Restaurant : 65K-135_Wtr_AC-NC | Sit_Down_Restaurant : 65K-135_Wtr_AC-NC : 14 | Sit_Down_Restaurant | 65K-135_Wtr_AC-NC | 14 | 100% | 100% | 100% | 61.27% | 66.03% | 27.3% | 25.38% | 27.05% | 12% | 8.421% | HVAC
[5 empty] | Sit_Down_Restaurant : 65K-135_Wtr_AC-NC | Sit_Down_Restaurant : 65K-135_Wtr_AC-NC : 15 | Sit_Down_Restaurant | 65K-135_Wtr_AC-NC | 15 | 100% | 83.57% | 100% | 72.14% | 63.81% | 20.83% | 21.9% | 23.84% | 19.97% | 13.46% | HVAC
[5 empty] | Sit_Down_Restaurant : 65K-135_Wtr_AC-NC | Sit_Down_Restaurant : 65K-135_Wtr_AC-NC : 16 | Sit_Down_Restaurant | 65K-135_Wtr_AC-NC | 16 | 100% | 83.33% | 100% | 44.44% | 63.89% | 39.35% | 22.46% | 27.28% | 4.5% | 6.686% | HVAC
[5 empty] | Small_Office : 65K-135_Wtr_AC-NC | Small_Office : 65K-135_Wtr_AC-NC : 6 | Small_Office | 65K-135_Wtr_AC-NC | 6 | 100% | 100% | 48.52% | 70.93% | 29.07% | 38.87% | 25.12% | 6.734% | 25.8% | 3.469% | HVAC
[5 empty] | Small_Office : 65K-135_Wtr_AC-NC | Small_Office : 65K-135_Wtr_AC-NC : 8 | Small_Office | 65K-135_Wtr_AC-NC | 8 | 100% | 106.7% | 100% | 100% | 42.05% | 35.24% | 23.17% | 6.793% | 30.85% | 3.942% | HVAC
[5 empty] | Small_Office : 65K-135_Wtr_AC-NC | Small_Office : 65K-135_Wtr_AC-NC : 9 | Small_Office | 65K-135_Wtr_AC-NC | 9 | 100% | 93.3% | 66.01% | 88.56% | 61.27% | 36.09% | 23.76% | 5.446% | 31.05% | 3.658% | HVAC
[5 empty] | Small_Office : 65K-135_Wtr_AC-NC | Small_Office : 65K-135_Wtr_AC-NC : 10 | Small_Office | 65K-135_Wtr_AC-NC | 10 | 100% | 98.04% | 58.1% | 72.34% | 53.34% | 34.52% | 25.91% | 6.386% | 30.01% | 3.176% | HVAC
[5 empty] | Small_Office : 65K-135_Wtr_AC-NC | Small_Office : 65K-135_Wtr_AC-NC : 13 | Small_Office | 65K-135_Wtr_AC-NC | 13 | 100% | 88.54% | 88.54% | 79.04% | 39.94% | 33.98% | 29.69% | 9.97% | 23.06% | 3.296% | HVAC
[5 empty] | Small_Office : 65K-135_Wtr_AC-NC | Small_Office : 65K-135_Wtr_AC-NC : 14 | Small_Office | 65K-135_Wtr_AC-NC | 14 | 100% | 93.28% | 79.04% | 74.3% | 20.94% | 36.09% | 30.93% | 8.897% | 21.72% | 2.364% | HVAC
[5 empty] | Small_Office : 65K-135_Wtr_AC-NC | Small_Office : 65K-135_Wtr_AC-NC : 15 | Small_Office | 65K-135_Wtr_AC-NC | 15 | 100% | 96.19% | 86.63% | 88.21% | 81.23% | 26.08% | 24.76% | 11.73% | 32.03% | 5.41% | HVAC
[5 empty] | Small_Office : 65K-135_Wtr_AC-NC | Small_Office : 65K-135_Wtr_AC-NC : 16 | Small_Office | 65K-135_Wtr_AC-NC | 16 | 100% | 100% | 108.3% | 74.24% | 25.76% | 51.34% | 29.38% | 6.994% | 10.5% | 1.81% | HVAC
[5 empty] | Small_Retail_Store : 65K-135_Wtr_AC-NC | Small_Retail_Store : 65K-135_Wtr_AC-NC : 6 | Small_Retail_Store | 65K-135_Wtr_AC-NC | 6 | 100% | 100% | 66.67% | 66.67% | 100% | 32.02% | 15.44% | 19.08% | 21.5% | 11.97% | HVAC
[5 empty] | Small_Retail_Store : 65K-135_Wtr_AC-NC | Small_Retail_Store : 65K-135_Wtr_AC-NC : 8 | Small_Retail_Store | 65K-135_Wtr_AC-NC | 8 | 100% | 100% | 100% | 100% | 100% | 28.52% | 15.26% | 17.13% | 25.5% | 13.8% | HVAC
[5 empty] | Small_Retail_Store : 65K-135_Wtr_AC-NC | Small_Retail_Store : 65K-135_Wtr_AC-NC : 9 | Small_Retail_Store | 65K-135_Wtr_AC-NC | 9 | 100% | 55.56% | 72.22% | 88.89% | 55.56% | 28.09% | 15.83% | 15.98% | 26.81% | 13.3% | HVAC
[5 empty] | Small_Retail_Store : 65K-135_Wtr_AC-NC | Small_Retail_Store : 65K-135_Wtr_AC-NC : 10 | Small_Retail_Store | 65K-135_Wtr_AC-NC | 10 | 100% | 72.22% | 100% | 72.22% | 72.22% | 26.79% | 18.14% | 16.84% | 26.19% | 12.05% | HVAC
[5 empty] | Small_Retail_Store : 65K-135_Wtr_AC-NC | Small_Retail_Store : 65K-135_Wtr_AC-NC : 13 | Small_Retail_Store | 65K-135_Wtr_AC-NC | 13 | 100% | 72.22% | 88.89% | 72.22% | 88.89% | 27.83% | 21.94% | 19.39% | 19.29% | 11.56% | HVAC
[5 empty] | Small_Retail_Store : 65K-135_Wtr_AC-NC | Small_Retail_Store : 65K-135_Wtr_AC-NC : 14 | Small_Retail_Store | 65K-135_Wtr_AC-NC | 14 | 100% | 83.33% | 100% | 100% | 100% | 29.47% | 22.75% | 20.05% | 18% | 9.491% | HVAC
[5 empty] | Small_Retail_Store : 65K-135_Wtr_AC-NC | Small_Retail_Store : 65K-135_Wtr_AC-NC : 15 | Small_Retail_Store | 65K-135_Wtr_AC-NC | 15 | 100% | 100% | 100% | 100% | 88.89% | 21.45% | 18.95% | 16.98% | 28.58% | 14.5% | HVAC
[5 empty] | Small_Retail_Store : 65K-135_Wtr_AC-NC | Small_Retail_Store : 65K-135_Wtr_AC-NC : 16 | Small_Retail_Store | 65K-135_Wtr_AC-NC | 16 | 100% | 50% | 66.67% | 100% | 100% | 42.44% | 20.99% | 21.72% | 8.517% | 6.524% | HVAC
[5 empty] | Assembly : >135K_Air_AC-NC | Assembly : >135K_Air_AC-NC : 6 | Assembly | >135K_Air_AC-NC | 6 | 100% | 87% | 100% | 87% | 52% | 32% | 16% | 24% | 20% | 8% | HVAC
[5 empty] | Assembly : >135K_Air_AC-NC | Assembly : >135K_Air_AC-NC : 8 | Assembly | >135K_Air_AC-NC | 8 | 100% | 87.33% | 100% | 100% | 50% | 32% | 17% | 20% | 22% | 9% | HVAC
[5 empty] | Assembly : >135K_Air_AC-NC | Assembly : >135K_Air_AC-NC : 9 | Assembly | >135K_Air_AC-NC | 9 | 100% | 77.67% | 88.33% | 81.67% | 57.67% | 29% | 16% | 23% | 22% | 10% | HVAC
[5 empty] | Assembly : >135K_Air_AC-NC | Assembly : >135K_Air_AC-NC : 10 | Assembly | >135K_Air_AC-NC | 10 | 100% | 79.33% | 96.67% | 78.67% | 74.67% | 30% | 20% | 20% | 20% | 10% | HVAC
[5 empty] | Assembly : >135K_Air_AC-NC | Assembly : >135K_Air_AC-NC : 13 | Assembly | >135K_Air_AC-NC | 13 | 100% | 91.67% | 91.67% | 75.33% | 65.33% | 29% | 24% | 24% | 15% | 8% | HVAC
[5 empty] | Assembly : >135K_Air_AC-NC | Assembly : >135K_Air_AC-NC : 14 | Assembly | >135K_Air_AC-NC | 14 | 100% | 98.67% | 93% | 63.33% | 68.67% | 31% | 25% | 24% | 13% | 7% | HVAC
[5 empty] | Assembly : >135K_Air_AC-NC | Assembly : >135K_Air_AC-NC : 15 | Assembly | >135K_Air_AC-NC | 15 | 100% | 95% | 100% | 66.33% | 76.33% | 23.33% | 23% | 21.67% | 20% | 12% | HVAC
[5 empty] | Assembly : >135K_Air_AC-NC | Assembly : >135K_Air_AC-NC : 16 | Assembly | >135K_Air_AC-NC | 16 | 100% | 81.67% | 89% | 41.67% | 55% | 42% | 21% | 27% | 6% | 4% | HVAC
[5 empty] | College_University : >135K_Air_AC-NC | College_University : >135K_Air_AC-NC : 6 | College_University | >135K_Air_AC-NC | 6 | 100% | 90.58% | 81.54% | 68.6% | 69.55% | 25% | 20.96% | 9.67% | 37.49% | 6.889% | HVAC
[5 empty] | College_University : >135K_Air_AC-NC | College_University : >135K_Air_AC-NC : 8 | College_University | >135K_Air_AC-NC | 8 | 100% | 82.64% | 100% | 76.75% | 70.06% | 24.97% | 20.31% | 11.39% | 35.69% | 7.646% | HVAC
[5 empty] | College_University : >135K_Air_AC-NC | College_University : >135K_Air_AC-NC : 9 | College_University | >135K_Air_AC-NC | 9 | 100% | 86.2% | 66.47% | 79.67% | 76.04% | 24.88% | 19.88% | 11.33% | 35.5% | 8.436% | HVAC
[5 empty] | College_University : >135K_Air_AC-NC | College_University : >135K_Air_AC-NC : 10 | College_University | >135K_Air_AC-NC | 10 | 100% | 90.22% | 83.56% | 76.1% | 79.83% | 25.8% | 20.5% | 13.17% | 32.5% | 7.847% | HVAC
[5 empty] | College_University : >135K_Air_AC-NC | College_University : >135K_Air_AC-NC : 13 | College_University | >135K_Air_AC-NC | 13 | 100% | 91.38% | 91.38% | 76.36% | 64.46% | 24.49% | 23.05% | 18.68% | 25.5% | 8.306% | HVAC
[5 empty] | College_University : >135K_Air_AC-NC | College_University : >135K_Air_AC-NC : 14 | College_University | >135K_Air_AC-NC | 14 | 100% | 98.39% | 100% | 76.51% | 62.24% | 22.51% | 22.5% | 24% | 21.5% | 9.048% | HVAC
[5 empty] | College_University : >135K_Air_AC-NC | College_University : >135K_Air_AC-NC : 15 | College_University | >135K_Air_AC-NC | 15 | 100% | 93.38% | 89.22% | 79.32% | 63.56% | 20.4% | 20.33% | 18.55% | 30.5% | 10.35% | HVAC
[5 empty] | College_University : >135K_Air_AC-NC | College_University : >135K_Air_AC-NC : 16 | College_University | >135K_Air_AC-NC | 16 | 100% | 100% | 83.46% | 54.42% | 51.69% | 34% | 27.66% | 17.31% | 17% | 3.64% | HVAC
[5 empty] | Grocery_Store : >135K_Air_AC-NC | Grocery_Store : >135K_Air_AC-NC : 6 | Grocery_Store | >135K_Air_AC-NC | 6 | 100% | 100% | 93.33% | 93.33% | 93.33% | 27.25% | 18.87% | 22.68% | 19.37% | 11.83% | HVAC
[5 empty] | Grocery_Store : >135K_Air_AC-NC | Grocery_Store : >135K_Air_AC-NC : 8 | Grocery_Store | >135K_Air_AC-NC | 8 | 100% | 100% | 100% | 88.64% | 100% | 23.61% | 18.92% | 21.72% | 22.29% | 13.45% | HVAC
[5 empty] | Grocery_Store : >135K_Air_AC-NC | Grocery_Store : >135K_Air_AC-NC : 9 | Grocery_Store | >135K_Air_AC-NC | 9 | 100% | 90.29% | 92.67% | 85.35% | 75.64% | 22.53% | 19.6% | 21.12% | 23.27% | 13.49% | HVAC
[5 empty] | Grocery_Store : >135K_Air_AC-NC | Grocery_Store : >135K_Air_AC-NC : 10 | Grocery_Store | >135K_Air_AC-NC | 10 | 100% | 107.1% | 97.62% | 81.75% | 87.3% | 20.91% | 21.71% | 24.4% | 21.77% | 11.22% | HVAC
[5 empty] | Grocery_Store : >135K_Air_AC-NC | Grocery_Store : >135K_Air_AC-NC : 13 | Grocery_Store | >135K_Air_AC-NC | 13 | 100% | 91.53% | 100% | 76.53% | 65.97% | 19.53% | 23.2% | 30% | 15.5% | 11.59% | HVAC
[5 empty] | Grocery_Store : >135K_Air_AC-NC | Grocery_Store : >135K_Air_AC-NC : 14 | Grocery_Store | >135K_Air_AC-NC | 14 | 100% | 100% | 100% | 75.64% | 73.26% | 20.5% | 23.61% | 31% | 15% | 9.559% | HVAC
[5 empty] | Grocery_Store : >135K_Air_AC-NC | Grocery_Store : >135K_Air_AC-NC : 15 | Grocery_Store | >135K_Air_AC-NC | 15 | 100% | 92.48% | 92.48% | 77.34% | 77.34% | 14.53% | 17.98% | 30.41% | 20.69% | 16.4% | HVAC
[5 empty] | Grocery_Store : >135K_Air_AC-NC | Grocery_Store : >135K_Air_AC-NC : 16 | Grocery_Store | >135K_Air_AC-NC | 16 | 100% | 96.67% | 100% | 58.52% | 65.56% | 31.81% | 24.85% | 28.62% | 7.302% | 7.411% | HVAC
[5 empty] | Hospital : >135K_Air_AC-NC | Hospital : >135K_Air_AC-NC : 6 | Hospital | >135K_Air_AC-NC | 6 | 100% | 92% | 85% | 90.33% | 77.33% | 20% | 15% | 16% | 24% | 25% | HVAC
[5 empty] | Hospital : >135K_Air_AC-NC | Hospital : >135K_Air_AC-NC : 8 | Hospital | >135K_Air_AC-NC | 8 | 100% | 93.67% | 84.67% | 79.67% | 84.67% | 19% | 15% | 17% | 27% | 22% | HVAC
[5 empty] | Hospital : >135K_Air_AC-NC | Hospital : >135K_Air_AC-NC : 9 | Hospital | >135K_Air_AC-NC | 9 | 100% | 92.67% | 90.67% | 78.67% | 78% | 19% | 15% | 18% | 27% | 21% | HVAC
[5 empty] | Hospital : >135K_Air_AC-NC | Hospital : >135K_Air_AC-NC : 10 | Hospital | >135K_Air_AC-NC | 10 | 100% | 91.67% | 87% | 85.67% | 71% | 18% | 16% | 18% | 27% | 21% | HVAC
[5 empty] | Hospital : >135K_Air_AC-NC | Hospital : >135K_Air_AC-NC : 13 | Hospital | >135K_Air_AC-NC | 13 | 100% | 89.67% | 98.67% | 86.33% | 77.67% | 19% | 19% | 23% | 22% | 17% | HVAC
[5 empty] | Hospital : >135K_Air_AC-NC | Hospital : >135K_Air_AC-NC : 14 | Hospital | >135K_Air_AC-NC | 14 | 100% | 85.33% | 82.67% | 75% | 67.33% | 19% | 19% | 24% | 21% | 17% | HVAC
[5 empty] | Hospital : >135K_Air_AC-NC | Hospital : >135K_Air_AC-NC : 15 | Hospital | >135K_Air_AC-NC | 15 | 100% | 90.67% | 92.33% | 77.33% | 75.33% | 15% | 17% | 27% | 24% | 17% | HVAC
[5 empty] | Hospital : >135K_Air_AC-NC | Hospital : >135K_Air_AC-NC : 16 | Hospital | >135K_Air_AC-NC | 16 | 100% | 85.67% | 77.33% | 71.67% | 63.67% | 17% | 13% | 21% | 24% | 25% | HVAC
[5 empty] | Hotel : >135K_Air_AC-NC | Hotel : >135K_Air_AC-NC : 6 | Hotel | >135K_Air_AC-NC | 6 | 100% | 62.85% | 70.5% | 93.63% | 91.88% | 19.81% | 16.2% | 21.14% | 26.33% | 16.37% | HVAC
[5 empty] | Hotel : >135K_Air_AC-NC | Hotel : >135K_Air_AC-NC : 8 | Hotel | >135K_Air_AC-NC | 8 | 100% | 90.46% | 100% | 100% | 90.46% | 20.43% | 15.71% | 21.44% | 26.75% | 16.18% | HVAC
[5 empty] | Hotel : >135K_Air_AC-NC | Hotel : >135K_Air_AC-NC : 9 | Hotel | >135K_Air_AC-NC | 9 | 100% | 95.44% | 100% | 100% | 50.45% | 20.23% | 15.73% | 20.85% | 26.44% | 16.75% | HVAC
[5 empty] | Hotel : >135K_Air_AC-NC | Hotel : >135K_Air_AC-NC : 10 | Hotel | >135K_Air_AC-NC | 10 | 100% | 79.93% | 100% | 91.08% | 90.26% | 21.13% | 16.74% | 21.82% | 25.99% | 14.32% | HVAC
[5 empty] | Hotel : >135K_Air_AC-NC | Hotel : >135K_Air_AC-NC : 13 | Hotel | >135K_Air_AC-NC | 13 | 100% | 88.18% | 105.1% | 79.97% | 72% | 21.12% | 20.21% | 31% | 15.5% | 12.35% | HVAC
[5 empty] | Hotel : >135K_Air_AC-NC | Hotel : >135K_Air_AC-NC : 14 | Hotel | >135K_Air_AC-NC | 14 | 100% | 97.89% | 100% | 68.84% | 44.01% | 22.23% | 21.23% | 30.89% | 14.98% | 10.67% | HVAC
[5 empty] | Hotel : >135K_Air_AC-NC | Hotel : >135K_Air_AC-NC : 15 | Hotel | >135K_Air_AC-NC | 15 | 100% | 96.67% | 98.42% | 74.4% | 77.73% | 18.02% | 17.96% | 27.98% | 20.2% | 15.84% | HVAC
[5 empty] | Hotel : >135K_Air_AC-NC | Hotel : >135K_Air_AC-NC : 16 | Hotel | >135K_Air_AC-NC | 16 | 100% | 91.23% | 92.98% | 57.28% | 33.33% | 28.03% | 21.68% | 28.72% | 13.09% | 8.478% | HVAC
[5 empty] | Large_Office : >135K_Air_AC-NC | Large_Office : >135K_Air_AC-NC : 6 | Large_Office | >135K_Air_AC-NC | 6 | 100% | 100% | 82.21% | 75.01% | 40.4% | 34% | 23.88% | 6.92% | 31.5% | 3.604% | HVAC
[5 empty] | Large_Office : >135K_Air_AC-NC | Large_Office : >135K_Air_AC-NC : 8 | Large_Office | >135K_Air_AC-NC | 8 | 100% | 100% | 100% | 88.9% | 49.38% | 31.95% | 22.6% | 6.89% | 34.43% | 4.13% | HVAC
[5 empty] | Large_Office : >135K_Air_AC-NC | Large_Office : >135K_Air_AC-NC : 9 | Large_Office | >135K_Air_AC-NC | 9 | 100% | 90.49% | 68.2% | 82.3% | 29.17% | 33.43% | 23.07% | 5.346% | 34.65% | 3.511% | HVAC
[5 empty] | Large_Office : >135K_Air_AC-NC | Large_Office : >135K_Air_AC-NC : 10 | Large_Office | >135K_Air_AC-NC | 10 | 100% | 84.12% | 66.89% | 80.74% | 56.42% | 32.3% | 24.71% | 5.977% | 33.77% | 3.242% | HVAC
[5 empty] | Large_Office : >135K_Air_AC-NC | Large_Office : >135K_Air_AC-NC : 13 | Large_Office | >135K_Air_AC-NC | 13 | 100% | 93.3% | 84.35% | 84.04% | 36.11% | 33.42% | 29.51% | 8.893% | 25.12% | 3.052% | HVAC
[5 empty] | Large_Office : >135K_Air_AC-NC | Large_Office : >135K_Air_AC-NC : 14 | Large_Office | >135K_Air_AC-NC | 14 | 100% | 92.42% | 87.13% | 80.86% | 27.38% | 35% | 30.62% | 8.005% | 24% | 2.136% | HVAC
[5 empty] | Large_Office : >135K_Air_AC-NC | Large_Office : >135K_Air_AC-NC : 15 | Large_Office | >135K_Air_AC-NC | 15 | 100% | 98.47% | 87.02% | 87.53% | 74.3% | 25.9% | 24.36% | 10.76% | 33.84% | 5.135% | HVAC
[5 empty] | Large_Office : >135K_Air_AC-NC | Large_Office : >135K_Air_AC-NC : 16 | Large_Office | >135K_Air_AC-NC | 16 | 100% | 100% | 100% | 67.62% | 34.29% | 49.69% | 29.69% | 6.419% | 12.79% | 1.409% | HVAC
[5 empty] | Large_Retail_Store : >135K_Air_AC-NC | Large_Retail_Store : >135K_Air_AC-NC : 6 | Large_Retail_Store | >135K_Air_AC-NC | 6 | 100% | 100% | 89.04% | 80.38% | 84.34% | 3.664% | 5.823% | 56.35% | 0.7855% | 33.37% | HVAC
[5 empty] | Large_Retail_Store : >135K_Air_AC-NC | Large_Retail_Store : >135K_Air_AC-NC : 8 | Large_Retail_Store | >135K_Air_AC-NC | 8 | 100% | 97.98% | 85.83% | 83.45% | 75.36% | 8.441% | 7.764% | 51.59% | 3.373% | 28.83% | HVAC
[5 empty] | Large_Retail_Store : >135K_Air_AC-NC | Large_Retail_Store : >135K_Air_AC-NC : 9 | Large_Retail_Store | >135K_Air_AC-NC | 9 | 100% | 100% | 91.5% | 83.84% | 80.28% | 11.19% | 10.07% | 48% | 4.5% | 26.33% | HVAC
[5 empty] | Large_Retail_Store : >135K_Air_AC-NC | Large_Retail_Store : >135K_Air_AC-NC : 10 | Large_Retail_Store | >135K_Air_AC-NC | 10 | 100% | 97.84% | 93.03% | 78.86% | 82.14% | 13.37% | 14.41% | 46% | 5% | 21.35% | HVAC
[5 empty] | Large_Retail_Store : >135K_Air_AC-NC | Large_Retail_Store : >135K_Air_AC-NC : 13 | Large_Retail_Store | >135K_Air_AC-NC | 13 | 100% | 96.6% | 98.11% | 83.89% | 72.89% | 13.62% | 16.22% | 44.32% | 5.595% | 20.25% | HVAC
[5 empty] | Large_Retail_Store : >135K_Air_AC-NC | Large_Retail_Store : >135K_Air_AC-NC : 14 | Large_Retail_Store | >135K_Air_AC-NC | 14 | 100% | 100% | 99.44% | 79.07% | 73.29% | 14.99% | 17.65% | 45.2% | 5.201% | 16.97% | HVAC
[5 empty] | Large_Retail_Store : >135K_Air_AC-NC | Large_Retail_Store : >135K_Air_AC-NC : 15 | Large_Retail_Store | >135K_Air_AC-NC | 15 | 100% | 100% | 92.87% | 76.64% | 71.06% | 11.82% | 14.52% | 36.07% | 9.317% | 28.28% | HVAC
[5 empty] | Large_Retail_Store : >135K_Air_AC-NC | Large_Retail_Store : >135K_Air_AC-NC : 16 | Large_Retail_Store | >135K_Air_AC-NC | 16 | 100% | 96.48% | 94.14% | 55.49% | 59.96% | 18.39% | 16.82% | 51.66% | 1.076% | 12.05% | HVAC
[5 empty] | School : >135K_Air_AC-NC | School : >135K_Air_AC-NC : 6 | School | >135K_Air_AC-NC | 6 | 100% | 81.43% | 16.67% | 89.2% | 16.67% | 48.77% | 24.17% | 2.083% | 24.42% | 0.5586% | HVAC
[5 empty] | School : >135K_Air_AC-NC | School : >135K_Air_AC-NC : 8 | School | >135K_Air_AC-NC | 8 | 100% | 85.91% | 14.96% | 100% | 0% | 43.68% | 22% | 4.194% | 29.16% | 0.9685% | HVAC
[5 empty] | School : >135K_Air_AC-NC | School : >135K_Air_AC-NC : 9 | School | >135K_Air_AC-NC | 9 | 100% | 72.42% | 60.24% | 81.55% | 0% | 42.64% | 22.24% | 4.806% | 29.18% | 1.133% | HVAC
[5 empty] | School : >135K_Air_AC-NC | School : >135K_Air_AC-NC : 10 | School | >135K_Air_AC-NC | 10 | 100% | 82.31% | 44.16% | 83.12% | 1.962% | 39.69% | 25.15% | 6.524% | 27.34% | 1.294% | HVAC
[5 empty] | School : >135K_Air_AC-NC | School : >135K_Air_AC-NC : 13 | School | >135K_Air_AC-NC | 13 | 100% | 84.93% | 64.05% | 81.9% | 0% | 36% | 29.77% | 11.02% | 21% | 2.537% | HVAC
[5 empty] | School : >135K_Air_AC-NC | School : >135K_Air_AC-NC : 14 | School | >135K_Air_AC-NC | 14 | 100% | 82.77% | 33.16% | 76.14% | 0% | 39% | 30.97% | 10.66% | 17.95% | 1.422% | HVAC
[5 empty] | School : >135K_Air_AC-NC | School : >135K_Air_AC-NC : 15 | School | >135K_Air_AC-NC | 15 | 100% | 100% | 47.24% | 91.96% | 34.54% | 27.7% | 25.99% | 13.19% | 29.34% | 3.779% | HVAC
[5 empty] | School : >135K_Air_AC-NC | School : >135K_Air_AC-NC : 16 | School | >135K_Air_AC-NC | 16 | 100% | 81.9% | 42.18% | 71.35% | 16.67% | 59% | 26.04% | 7.474% | 7.5% | 0.3392% | HVAC
[5 empty] | Sit_Down_Restaurant : >135K_Air_AC-NC | Sit_Down_Restaurant : >135K_Air_AC-NC : 6 | Sit_Down_Restaurant | >135K_Air_AC-NC | 6 | 100% | 55.56% | 100% | 72.22% | 100% | 34.66% | 15.83% | 23.1% | 16.24% | 10.16% | HVAC
[5 empty] | Sit_Down_Restaurant : >135K_Air_AC-NC | Sit_Down_Restaurant : >135K_Air_AC-NC : 8 | Sit_Down_Restaurant | >135K_Air_AC-NC | 8 | 100% | 63.89% | 100% | 83.33% | 72.22% | 30% | 16.83% | 20.6% | 21% | 11.33% | HVAC
[5 empty] | Sit_Down_Restaurant : >135K_Air_AC-NC | Sit_Down_Restaurant : >135K_Air_AC-NC : 9 | Sit_Down_Restaurant | >135K_Air_AC-NC | 9 | 100% | 63.89% | 100% | 63.89% | 63.89% | 29.93% | 17.18% | 19.71% | 21.38% | 11.8% | HVAC
[5 empty] | Sit_Down_Restaurant : >135K_Air_AC-NC | Sit_Down_Restaurant : >135K_Air_AC-NC : 10 | Sit_Down_Restaurant | >135K_Air_AC-NC | 10 | 100% | 100% | 100% | 85% | 91.67% | 27.94% | 20.96% | 21.36% | 19.63% | 10.1% | HVAC
[5 empty] | Sit_Down_Restaurant : >135K_Air_AC-NC | Sit_Down_Restaurant : >135K_Air_AC-NC : 13 | Sit_Down_Restaurant | >135K_Air_AC-NC | 13 | 100% | 100% | 100% | 63.89% | 80.56% | 25.49% | 24.31% | 26.35% | 13.69% | 10.48% | HVAC
[5 empty] | Sit_Down_Restaurant : >135K_Air_AC-NC | Sit_Down_Restaurant : >135K_Air_AC-NC : 14 | Sit_Down_Restaurant | >135K_Air_AC-NC | 14 | 100% | 100% | 100% | 55.56% | 63.89% | 27.66% | 25.38% | 27.37% | 11.5% | 8.107% | HVAC
[5 empty] | Sit_Down_Restaurant : >135K_Air_AC-NC | Sit_Down_Restaurant : >135K_Air_AC-NC : 15 | Sit_Down_Restaurant | >135K_Air_AC-NC | 15 | 100% | 100% | 95.83% | 91.67% | 73.89% | 20.82% | 21.91% | 23.56% | 19.94% | 13.49% | HVAC
[5 empty] | Sit_Down_Restaurant : >135K_Air_AC-NC | Sit_Down_Restaurant : >135K_Air_AC-NC : 16 | Sit_Down_Restaurant | >135K_Air_AC-NC | 16 | 100% | 75% | 100% | 66.67% | 75% | 40% | 22.39% | 27.31% | 4.7% | 6.041% | HVAC
[5 empty] | Small_Office : >135K_Air_AC-NC | Small_Office : >135K_Air_AC-NC : 6 | Small_Office | >135K_Air_AC-NC | 6 | 100% | 100% | 52.38% | 73.81% | 56.55% | 38.58% | 25.15% | 6.723% | 25.78% | 3.49% | HVAC
[5 empty] | Small_Office : >135K_Air_AC-NC | Small_Office : >135K_Air_AC-NC : 8 | Small_Office | >135K_Air_AC-NC | 8 | 100% | 100% | 100% | 92.13% | 31.94% | 35.25% | 23.15% | 6.795% | 30.87% | 3.94% | HVAC
[5 empty] | Small_Office : >135K_Air_AC-NC | Small_Office : >135K_Air_AC-NC : 9 | Small_Office | >135K_Air_AC-NC | 9 | 100% | 96.67% | 63.33% | 83.33% | 73.33% | 36.08% | 23.76% | 5.456% | 31.03% | 3.666% | HVAC
[5 empty] | Small_Office : >135K_Air_AC-NC | Small_Office : >135K_Air_AC-NC : 10 | Small_Office | >135K_Air_AC-NC | 10 | 100% | 100% | 65.56% | 82.96% | 62.22% | 34.51% | 25.91% | 6.386% | 30.04% | 3.156% | HVAC
[5 empty] | Small_Office : >135K_Air_AC-NC | Small_Office : >135K_Air_AC-NC : 13 | Small_Office | >135K_Air_AC-NC | 13 | 100% | 96.67% | 90% | 96.67% | 40% | 33.99% | 29.68% | 9.977% | 23.07% | 3.28% | HVAC
[5 empty] | Small_Office : >135K_Air_AC-NC | Small_Office : >135K_Air_AC-NC : 14 | Small_Office | >135K_Air_AC-NC | 14 | 100% | 96.97% | 80.61% | 77.58% | 25.76% | 36.12% | 30.95% | 8.889% | 21.71% | 2.338% | HVAC
[5 empty] | Small_Office : >135K_Air_AC-NC | Small_Office : >135K_Air_AC-NC : 15 | Small_Office | >135K_Air_AC-NC | 15 | 100% | 90.29% | 75.64% | 75.64% | 70.7% | 26.08% | 24.75% | 11.73% | 32.02% | 5.419% | HVAC
[5 empty] | Small_Office : >135K_Air_AC-NC | Small_Office : >135K_Air_AC-NC : 16 | Small_Office | >135K_Air_AC-NC | 16 | 100% | 95.83% | 95.83% | 69.64% | 26.19% | 52% | 29.4% | 6.966% | 10.5% | 1.376% | HVAC
[5 empty] | Storage_Building : >135K_Air_AC-NC | Storage_Building : >135K_Air_AC-NC : 6 | Storage_Building | >135K_Air_AC-NC | 6 | 100% | 69.55% | 100% | 78.84% | 78.84% | 42% | 15.66% | 20.54% | 15.5% | 6.221% | HVAC
[5 empty] | Storage_Building : >135K_Air_AC-NC | Storage_Building : >135K_Air_AC-NC : 8 | Storage_Building | >135K_Air_AC-NC | 8 | 100% | 89.12% | 100% | 91.89% | 77.97% | 37.47% | 16.99% | 19.94% | 18.67% | 6.931% | HVAC
[5 empty] | Storage_Building : >135K_Air_AC-NC | Storage_Building : >135K_Air_AC-NC : 9 | Storage_Building | >135K_Air_AC-NC | 9 | 100% | 71.88% | 100% | 82.73% | 82.73% | 36.03% | 17.35% | 18.91% | 19.88% | 7.827% | HVAC
[5 empty] | Storage_Building : >135K_Air_AC-NC | Storage_Building : >135K_Air_AC-NC : 10 | Storage_Building | >135K_Air_AC-NC | 10 | 100% | 82.8% | 92.67% | 73.8% | 66.9% | 32.8% | 21.21% | 20.93% | 18.07% | 6.993% | HVAC
[5 empty] | Storage_Building : >135K_Air_AC-NC | Storage_Building : >135K_Air_AC-NC : 13 | Storage_Building | >135K_Air_AC-NC | 13 | 100% | 68.94% | 95.49% | 83.67% | 66.87% | 28.28% | 23.9% | 27.16% | 12.57% | 8.079% | HVAC
[5 empty] | Storage_Building : >135K_Air_AC-NC | Storage_Building : >135K_Air_AC-NC : 14 | Storage_Building | >135K_Air_AC-NC | 14 | 100% | 75.75% | 100% | 73.64% | 59.05% | 29% | 24.83% | 27.99% | 12% | 5.739% | HVAC
[5 empty] | Storage_Building : >135K_Air_AC-NC | Storage_Building : >135K_Air_AC-NC : 15 | Storage_Building | >135K_Air_AC-NC | 15 | 100% | 85.16% | 85.66% | 80.89% | 64.33% | 20.63% | 20.47% | 30% | 18% | 11.28% | HVAC
[5 empty] | Storage_Building : >135K_Air_AC-NC | Storage_Building : >135K_Air_AC-NC : 16 | Storage_Building | >135K_Air_AC-NC | 16 | 100% | 76.34% | 88.83% | 48.77% | 46.31% | 44.96% | 20.23% | 27.76% | 4.479% | 2.566% | HVAC
[5 empty] | Assembly : >135K_Wtr_AC-NC | Assembly : >135K_Wtr_AC-NC : 6 | Assembly | >135K_Wtr_AC-NC | 6 | 100% | 81.5% | 100% | 84% | 45% | 32% | 16% | 24% | 20% | 8% | HVAC
[5 empty] | Assembly : >135K_Wtr_AC-NC | Assembly : >135K_Wtr_AC-NC : 8 | Assembly | >135K_Wtr_AC-NC | 8 | 100% | 81% | 98% | 100% | 44% | 32% | 17% | 20% | 22% | 9% | HVAC
[5 empty] | Assembly : >135K_Wtr_AC-NC | Assembly : >135K_Wtr_AC-NC : 9 | Assembly | >135K_Wtr_AC-NC | 9 | 100% | 74% | 84% | 84% | 57% | 29.5% | 16% | 23% | 21.5% | 10% | HVAC
[5 empty] | Assembly : >135K_Wtr_AC-NC | Assembly : >135K_Wtr_AC-NC : 10 | Assembly | >135K_Wtr_AC-NC | 10 | 100% | 81.5% | 92.5% | 79.5% | 73.5% | 30% | 20% | 20% | 20% | 10% | HVAC
[5 empty] | Assembly : >135K_Wtr_AC-NC | Assembly : >135K_Wtr_AC-NC : 13 | Assembly | >135K_Wtr_AC-NC | 13 | 100% | 95% | 95% | 76.5% | 70.5% | 29% | 24% | 24% | 15% | 8% | HVAC
[5 empty] | Assembly : >135K_Wtr_AC-NC | Assembly : >135K_Wtr_AC-NC : 14 | Assembly | >135K_Wtr_AC-NC | 14 | 100% | 98% | 98% | 68% | 71.5% | 30% | 25% | 24% | 13.5% | 7% | HVAC
[5 empty] | Assembly : >135K_Wtr_AC-NC | Assembly : >135K_Wtr_AC-NC : 15 | Assembly | >135K_Wtr_AC-NC | 15 | 100% | 93.5% | 100% | 68.5% | 77.5% | 23% | 23% | 22% | 20% | 12% | HVAC
[5 empty] | Assembly : >135K_Wtr_AC-NC | Assembly : >135K_Wtr_AC-NC : 16 | Assembly | >135K_Wtr_AC-NC | 16 | 100% | 79% | 92.5% | 50% | 58% | 41.5% | 21% | 27% | 6% | 4% | HVAC
[5 empty] | College_University : >135K_Wtr_AC-NC | College_University : >135K_Wtr_AC-NC : 6 | College_University | >135K_Wtr_AC-NC | 6 | 100% | 94.02% | 80.62% | 72.17% | 73.6% | 25.01% | 20.96% | 9.664% | 37.49% | 6.877% | HVAC
[5 empty] | College_University : >135K_Wtr_AC-NC | College_University : >135K_Wtr_AC-NC : 8 | College_University | >135K_Wtr_AC-NC | 8 | 100% | 84.23% | 100% | 78.52% | 70.48% | 24.97% | 20.31% | 11.39% | 35.69% | 7.64% | HVAC
[5 empty] | College_University : >135K_Wtr_AC-NC | College_University : >135K_Wtr_AC-NC : 9 | College_University | >135K_Wtr_AC-NC | 9 | 100% | 86.57% | 66.67% | 77.7% | 75.54% | 24.88% | 19.88% | 11.33% | 35.73% | 8.445% | HVAC
[5 empty] | College_University : >135K_Wtr_AC-NC | College_University : >135K_Wtr_AC-NC : 10 | College_University | >135K_Wtr_AC-NC | 10 | 100% | 89.61% | 82.89% | 77.06% | 79.22% | 25.8% | 20.5% | 13.17% | 32.5% | 7.845% | HVAC
[5 empty] | College_University : >135K_Wtr_AC-NC | College_University : >135K_Wtr_AC-NC : 13 | College_University | >135K_Wtr_AC-NC | 13 | 100% | 90.64% | 92.01% | 76.03% | 65.3% | 24.49% | 23.04% | 18.68% | 25.74% | 8.306% | HVAC
[5 empty] | College_University : >135K_Wtr_AC-NC | College_University : >135K_Wtr_AC-NC : 14 | College_University | >135K_Wtr_AC-NC | 14 | 100% | 100% | 100% | 79.16% | 65.03% | 22.51% | 22.5% | 24% | 21.5% | 9.047% | HVAC
[5 empty] | College_University : >135K_Wtr_AC-NC | College_University : >135K_Wtr_AC-NC : 15 | College_University | >135K_Wtr_AC-NC | 15 | 100% | 91.84% | 71.51% | 78.63% | 62.9% | 20.4% | 20.33% | 18.55% | 30.5% | 10.35% | HVAC
[5 empty] | College_University : >135K_Wtr_AC-NC | College_University : >135K_Wtr_AC-NC : 16 | College_University | >135K_Wtr_AC-NC | 16 | 100% | 100% | 79.37% | 51.32% | 48.46% | 34% | 27.66% | 17.3% | 17% | 3.639% | HVAC
[5 empty] | Grocery_Store : >135K_Wtr_AC-NC | Grocery_Store : >135K_Wtr_AC-NC : 6 | Grocery_Store | >135K_Wtr_AC-NC | 6 | 100% | 100% | 100% | 96.43% | 96.43% | 27.24% | 18.87% | 22.69% | 19.38% | 11.83% | HVAC
[5 empty] | Grocery_Store : >135K_Wtr_AC-NC | Grocery_Store : >135K_Wtr_AC-NC : 8 | Grocery_Store | >135K_Wtr_AC-NC | 8 | 100% | 100% | 100% | 90.28% | 100% | 23.61% | 18.91% | 21.73% | 22.29% | 13.46% | HVAC
[5 empty] | Grocery_Store : >135K_Wtr_AC-NC | Grocery_Store : >135K_Wtr_AC-NC : 9 | Grocery_Store | >135K_Wtr_AC-NC | 9 | 100% | 88.79% | 94.39% | 86.52% | 73.03% | 22.53% | 19.59% | 21.12% | 23.27% | 13.49% | HVAC
[5 empty] | Grocery_Store : >135K_Wtr_AC-NC | Grocery_Store : >135K_Wtr_AC-NC : 10 | Grocery_Store | >135K_Wtr_AC-NC | 10 | 100% | 100% | 97.62% | 85.71% | 79.76% | 20.91% | 21.71% | 24.4% | 21.77% | 11.22% | HVAC
[5 empty] | Grocery_Store : >135K_Wtr_AC-NC | Grocery_Store : >135K_Wtr_AC-NC : 13 | Grocery_Store | >135K_Wtr_AC-NC | 13 | 100% | 94.79% | 100% | 80.21% | 75% | 19.53% | 23.2% | 30.52% | 15% | 11.6% | HVAC
[5 empty] | Grocery_Store : >135K_Wtr_AC-NC | Grocery_Store : >135K_Wtr_AC-NC : 14 | Grocery_Store | >135K_Wtr_AC-NC | 14 | 100% | 94.39% | 96.67% | 69.7% | 69.7% | 20.5% | 23.61% | 31% | 15% | 9.557% | HVAC
[5 empty] | Grocery_Store : >135K_Wtr_AC-NC | Grocery_Store : >135K_Wtr_AC-NC : 15 | Grocery_Store | >135K_Wtr_AC-NC | 15 | 100% | 93.8% | 95.58% | 80.55% | 74.34% | 14.53% | 17.98% | 30.4% | 20.69% | 16.4% | HVAC
[5 empty] | Grocery_Store : >135K_Wtr_AC-NC | Grocery_Store : >135K_Wtr_AC-NC : 16 | Grocery_Store | >135K_Wtr_AC-NC | 16 | 100% | 96.67% | 100% | 60% | 71.67% | 31.8% | 24.87% | 28.62% | 7.291% | 7.424% | HVAC
[5 empty] | Hospital : >135K_Wtr_AC-NC | Hospital : >135K_Wtr_AC-NC : 6 | Hospital | >135K_Wtr_AC-NC | 6 | 100% | 95% | 88% | 91.5% | 73.5% | 20% | 15% | 16% | 24% | 25% | HVAC
[5 empty] | Hospital : >135K_Wtr_AC-NC | Hospital : >135K_Wtr_AC-NC : 8 | Hospital | >135K_Wtr_AC-NC | 8 | 100% | 93.5% | 84.5% | 79% | 86% | 19% | 15% | 17% | 27% | 22% | HVAC
[5 empty] | Hospital : >135K_Wtr_AC-NC | Hospital : >135K_Wtr_AC-NC : 9 | Hospital | >135K_Wtr_AC-NC | 9 | 100% | 94% | 88.5% | 79% | 78.5% | 19% | 15% | 18% | 26.5% | 21% | HVAC
[5 empty] | Hospital : >135K_Wtr_AC-NC | Hospital : >135K_Wtr_AC-NC : 10 | Hospital | >135K_Wtr_AC-NC | 10 | 100% | 91.5% | 88.5% | 84.5% | 69% | 18% | 16% | 18% | 27% | 21% | HVAC
[5 empty] | Hospital : >135K_Wtr_AC-NC | Hospital : >135K_Wtr_AC-NC : 13 | Hospital | >135K_Wtr_AC-NC | 13 | 100% | 89% | 98% | 86% | 76% | 19% | 19% | 23% | 22% | 17% | HVAC
[5 empty] | Hospital : >135K_Wtr_AC-NC | Hospital : >135K_Wtr_AC-NC : 14 | Hospital | >135K_Wtr_AC-NC | 14 | 100% | 86.5% | 82.5% | 74% | 68% | 19% | 19% | 24% | 21% | 17% | HVAC
[5 empty] | Hospital : >135K_Wtr_AC-NC | Hospital : >135K_Wtr_AC-NC : 15 | Hospital | >135K_Wtr_AC-NC | 15 | 100% | 93% | 93.5% | 78.5% | 75% | 15% | 17% | 27% | 24% | 17% | HVAC
[5 empty] | Hospital : >135K_Wtr_AC-NC | Hospital : >135K_Wtr_AC-NC : 16 | Hospital | >135K_Wtr_AC-NC | 16 | 100% | 88% | 77% | 71% | 60.5% | 17% | 13% | 21% | 24% | 25% | HVAC
[5 empty] | Hotel : >135K_Wtr_AC-NC | Hotel : >135K_Wtr_AC-NC : 6 | Hotel | >135K_Wtr_AC-NC | 6 | 100% | 60.71% | 74.87% | 96.8% | 90.89% | 19.82% | 16.2% | 21.13% | 26% | 16.37% | HVAC
[5 empty] | Hotel : >135K_Wtr_AC-NC | Hotel : >135K_Wtr_AC-NC : 8 | Hotel | >135K_Wtr_AC-NC | 8 | 100% | 91.59% | 97.2% | 100% | 90.4% | 20.43% | 15.71% | 21.44% | 26.62% | 16.18% | HVAC
[5 empty] | Hotel : >135K_Wtr_AC-NC | Hotel : >135K_Wtr_AC-NC : 9 | Hotel | >135K_Wtr_AC-NC | 9 | 100% | 97.72% | 100% | 100% | 50.96% | 20.23% | 15.73% | 20.84% | 26.5% | 16.75% | HVAC
[5 empty] | Hotel : >135K_Wtr_AC-NC | Hotel : >135K_Wtr_AC-NC : 10 | Hotel | >135K_Wtr_AC-NC | 10 | 100% | 73.12% | 100% | 88.25% | 81.38% | 21.13% | 16.73% | 21.82% | 25.99% | 14.32% | HVAC
[5 empty] | Hotel : >135K_Wtr_AC-NC | Hotel : >135K_Wtr_AC-NC : 13 | Hotel | >135K_Wtr_AC-NC | 13 | 100% | 71.1% | 100% | 76.62% | 50.96% | 21.12% | 20.21% | 30.61% | 16.11% | 12.35% | HVAC
[5 empty] | Hotel : >135K_Wtr_AC-NC | Hotel : >135K_Wtr_AC-NC : 14 | Hotel | >135K_Wtr_AC-NC | 14 | 100% | 100% | 100% | 67.3% | 44.44% | 22.23% | 21.23% | 30.9% | 14.98% | 10.67% | HVAC
[5 empty] | Hotel : >135K_Wtr_AC-NC | Hotel : >135K_Wtr_AC-NC : 15 | Hotel | >135K_Wtr_AC-NC | 15 | 100% | 91.69% | 84.75% | 73.78% | 75.41% | 18.02% | 17.96% | 27.97% | 20.2% | 15.84% | HVAC
[5 empty] | Hotel : >135K_Wtr_AC-NC | Hotel : >135K_Wtr_AC-NC : 16 | Hotel | >135K_Wtr_AC-NC | 16 | 100% | 82.85% | 82.85% | 50% | 50% | 28.03% | 21.68% | 28.71% | 13.1% | 8.479% | HVAC
[5 empty] | Large_Office : >135K_Wtr_AC-NC | Large_Office : >135K_Wtr_AC-NC : 6 | Large_Office | >135K_Wtr_AC-NC | 6 | 100% | 100% | 82.58% | 76.7% | 40.27% | 34% | 23.88% | 6.919% | 31.5% | 3.602% | HVAC
[5 empty] | Large_Office : >135K_Wtr_AC-NC | Large_Office : >135K_Wtr_AC-NC : 8 | Large_Office | >135K_Wtr_AC-NC | 8 | 100% | 100% | 100% | 89.34% | 49.81% | 31.95% | 22.6% | 6.89% | 34.43% | 4.129% | HVAC
[5 empty] | Large_Office : >135K_Wtr_AC-NC | Large_Office : >135K_Wtr_AC-NC : 9 | Large_Office | >135K_Wtr_AC-NC | 9 | 100% | 90.05% | 67.99% | 79.48% | 29.4% | 33.43% | 23.07% | 5.348% | 34.65% | 3.509% | HVAC
[5 empty] | Large_Office : >135K_Wtr_AC-NC | Large_Office : >135K_Wtr_AC-NC : 10 | Large_Office | >135K_Wtr_AC-NC | 10 | 100% | 84.42% | 66.77% | 80.6% | 54.05% | 32.29% | 24.71% | 5.979% | 33.77% | 3.244% | HVAC
[5 empty] | Large_Office : >135K_Wtr_AC-NC | Large_Office : >135K_Wtr_AC-NC : 13 | Large_Office | >135K_Wtr_AC-NC | 13 | 100% | 92.78% | 84.81% | 83.76% | 36.09% | 33.43% | 29.51% | 8.893% | 25.12% | 3.052% | HVAC
[5 empty] | Large_Office : >135K_Wtr_AC-NC | Large_Office : >135K_Wtr_AC-NC : 14 | Large_Office | >135K_Wtr_AC-NC | 14 | 100% | 92.11% | 88.08% | 81.42% | 27.09% | 35% | 30.62% | 8.005% | 24% | 2.134% | HVAC
[5 empty] | Large_Office : >135K_Wtr_AC-NC | Large_Office : >135K_Wtr_AC-NC : 15 | Large_Office | >135K_Wtr_AC-NC | 15 | 100% | 97.73% | 87.11% | 87.11% | 73.63% | 25.9% | 24.36% | 10.76% | 33.84% | 5.135% | HVAC
[5 empty] | Large_Office : >135K_Wtr_AC-NC | Large_Office : >135K_Wtr_AC-NC : 16 | Large_Office | >135K_Wtr_AC-NC | 16 | 100% | 100% | 100% | 66.37% | 33.63% | 49.68% | 29.69% | 6.423% | 12.8% | 1.405% | HVAC
[5 empty] | Large_Retail_Store : >135K_Wtr_AC-NC | Large_Retail_Store : >135K_Wtr_AC-NC : 6 | Large_Retail_Store | >135K_Wtr_AC-NC | 6 | 100% | 100% | 87.24% | 78.58% | 84.35% | 3.666% | 5.821% | 56.35% | 0.782% | 33.38% | HVAC
[5 empty] | Large_Retail_Store : >135K_Wtr_AC-NC | Large_Retail_Store : >135K_Wtr_AC-NC : 8 | Large_Retail_Store | >135K_Wtr_AC-NC | 8 | 100% | 95.78% | 82.53% | 80.42% | 73.19% | 8.441% | 7.766% | 51.59% | 3.374% | 28.83% | HVAC
[5 empty] | Large_Retail_Store : >135K_Wtr_AC-NC | Large_Retail_Store : >135K_Wtr_AC-NC : 9 | Large_Retail_Store | >135K_Wtr_AC-NC | 9 | 100% | 100% | 93.14% | 83.46% | 82.71% | 11.19% | 10.07% | 47.73% | 4.947% | 26.34% | HVAC
[5 empty] | Large_Retail_Store : >135K_Wtr_AC-NC | Large_Retail_Store : >135K_Wtr_AC-NC : 10 | Large_Retail_Store | >135K_Wtr_AC-NC | 10 | 100% | 98.4% | 92.92% | 78.08% | 81.96% | 13.37% | 14.41% | 45.51% | 5.835% | 21.36% | HVAC
[5 empty] | Large_Retail_Store : >135K_Wtr_AC-NC | Large_Retail_Store : >135K_Wtr_AC-NC : 13 | Large_Retail_Store | >135K_Wtr_AC-NC | 13 | 100% | 96.64% | 95.26% | 83.21% | 71.76% | 13.62% | 16.22% | 44.32% | 5.594% | 20.24% | HVAC
[5 empty] | Large_Retail_Store : >135K_Wtr_AC-NC | Large_Retail_Store : >135K_Wtr_AC-NC : 14 | Large_Retail_Store | >135K_Wtr_AC-NC | 14 | 100% | 100% | 100% | 79.16% | 72.01% | 14.99% | 17.65% | 45.2% | 5.201% | 16.97% | HVAC
[5 empty] | Large_Retail_Store : >135K_Wtr_AC-NC | Large_Retail_Store : >135K_Wtr_AC-NC : 15 | Large_Retail_Store | >135K_Wtr_AC-NC | 15 | 100% | 100% | 94.85% | 77.24% | 71.6% | 11.82% | 14.52% | 36.54% | 9.317% | 28.28% | HVAC
[5 empty] | Large_Retail_Store : >135K_Wtr_AC-NC | Large_Retail_Store : >135K_Wtr_AC-NC : 16 | Large_Retail_Store | >135K_Wtr_AC-NC | 16 | 100% | 100% | 96.45% | 57.54% | 61.09% | 18.39% | 16.82% | 51.67% | 1.073% | 12.04% | HVAC
[5 empty] | School : >135K_Wtr_AC-NC | School : >135K_Wtr_AC-NC : 6 | School | >135K_Wtr_AC-NC | 6 | 100% | 83.8% | 25% | 92.12% | 25% | 48.77% | 24.17% | 2.07% | 24.42% | 0.5696% | HVAC
[5 empty] | School : >135K_Wtr_AC-NC | School : >135K_Wtr_AC-NC : 8 | School | >135K_Wtr_AC-NC | 8 | 100% | 82.16% | 14.77% | 100% | 25% | 43.67% | 22.01% | 4.183% | 29.16% | 0.9767% | HVAC
[5 empty] | School : >135K_Wtr_AC-NC | School : >135K_Wtr_AC-NC : 9 | School | >135K_Wtr_AC-NC | 9 | 100% | 73.43% | 37.74% | 82.69% | 25% | 42.63% | 22.24% | 4.812% | 29.17% | 1.142% | HVAC
[5 empty] | School : >135K_Wtr_AC-NC | School : >135K_Wtr_AC-NC : 10 | School | >135K_Wtr_AC-NC | 10 | 100% | 80.99% | 42.98% | 80.99% | 25% | 39.69% | 25.15% | 6.525% | 27.33% | 1.302% | HVAC
[5 empty] | School : >135K_Wtr_AC-NC | School : >135K_Wtr_AC-NC : 13 | School | >135K_Wtr_AC-NC | 13 | 100% | 83.91% | 64.04% | 83.91% | 25% | 36% | 29.77% | 11.02% | 21% | 2.539% | HVAC
[5 empty] | School : >135K_Wtr_AC-NC | School : >135K_Wtr_AC-NC : 14 | School | >135K_Wtr_AC-NC | 14 | 100% | 85.52% | 36.94% | 78.7% | 25% | 39% | 30.97% | 10.65% | 17.95% | 1.424% | HVAC
[5 empty] | School : >135K_Wtr_AC-NC | School : >135K_Wtr_AC-NC : 15 | School | >135K_Wtr_AC-NC | 15 | 100% | 100% | 44.65% | 88.6% | 34.91% | 27.7% | 25.99% | 13.19% | 29.34% | 3.776% | HVAC
[5 empty] | School : >135K_Wtr_AC-NC | School : >135K_Wtr_AC-NC : 16 | School | >135K_Wtr_AC-NC | 16 | 100% | 81.86% | 46.9% | 69.45% | 25% | 59% | 26.02% | 7.489% | 7.5% | 0.3418% | HVAC
[5 empty] | Sit_Down_Restaurant : >135K_Wtr_AC-NC | Sit_Down_Restaurant : >135K_Wtr_AC-NC : 6 | Sit_Down_Restaurant | >135K_Wtr_AC-NC | 6 | 100% | 100% | 100% | 83.33% | 100% | 34.56% | 15.91% | 23.28% | 16.11% | 10.13% | HVAC
[5 empty] | Sit_Down_Restaurant : >135K_Wtr_AC-NC | Sit_Down_Restaurant : >135K_Wtr_AC-NC : 8 | Sit_Down_Restaurant | >135K_Wtr_AC-NC | 8 | 100% | 58.57% | 100% | 92.86% | 75.71% | 30% | 16.83% | 20.63% | 21% | 11.31% | HVAC
[5 empty] | Sit_Down_Restaurant : >135K_Wtr_AC-NC | Sit_Down_Restaurant : >135K_Wtr_AC-NC : 9 | Sit_Down_Restaurant | >135K_Wtr_AC-NC | 9 | 100% | 85.42% | 100% | 70.83% | 64.58% | 30.48% | 17.13% | 19.74% | 21% | 11.81% | HVAC
[5 empty] | Sit_Down_Restaurant : >135K_Wtr_AC-NC | Sit_Down_Restaurant : >135K_Wtr_AC-NC : 10 | Sit_Down_Restaurant | >135K_Wtr_AC-NC | 10 | 100% | 85.42% | 100% | 70.83% | 64.58% | 27.94% | 20.97% | 21.34% | 19.61% | 10.15% | HVAC
[5 empty] | Sit_Down_Restaurant : >135K_Wtr_AC-NC | Sit_Down_Restaurant : >135K_Wtr_AC-NC : 13 | Sit_Down_Restaurant | >135K_Wtr_AC-NC | 13 | 100% | 100% | 100% | 79.17% | 70.83% | 25.52% | 24.33% | 26.03% | 13.71% | 10.42% | HVAC
[5 empty] | Sit_Down_Restaurant : >135K_Wtr_AC-NC | Sit_Down_Restaurant : >135K_Wtr_AC-NC : 14 | Sit_Down_Restaurant | >135K_Wtr_AC-NC | 14 | 100% | 100% | 94.44% | 61.11% | 61.11% | 27.48% | 25.36% | 27.54% | 11.5% | 8.13% | HVAC
[5 empty] | Sit_Down_Restaurant : >135K_Wtr_AC-NC | Sit_Down_Restaurant : >135K_Wtr_AC-NC : 15 | Sit_Down_Restaurant | >135K_Wtr_AC-NC | 15 | 100% | 89.2% | 89.2% | 73.86% | 73.86% | 20.83% | 21.91% | 23.83% | 19.96% | 13.48% | HVAC
[5 empty] | Sit_Down_Restaurant : >135K_Wtr_AC-NC | Sit_Down_Restaurant : >135K_Wtr_AC-NC : 16 | Sit_Down_Restaurant | >135K_Wtr_AC-NC | 16 | 100% | 100% | 100% | 58.33% | 100% | 39.49% | 22.49% | 27.29% | 5.187% | 6.034% | HVAC
[5 empty] | Small_Office : >135K_Wtr_AC-NC | Small_Office : >135K_Wtr_AC-NC : 6 | Small_Office | >135K_Wtr_AC-NC | 6 | 100% | 100% | 67.53% | 83.77% | 46.75% | 38.44% | 25.12% | 6.708% | 25.79% | 3.507% | HVAC
[5 empty] | Small_Office : >135K_Wtr_AC-NC | Small_Office : >135K_Wtr_AC-NC : 8 | Small_Office | >135K_Wtr_AC-NC | 8 | 100% | 100% | 100% | 100% | 41.45% | 35.23% | 23.18% | 6.782% | 30.86% | 3.941% | HVAC
[5 empty] | Small_Office : >135K_Wtr_AC-NC | Small_Office : >135K_Wtr_AC-NC : 9 | Small_Office | >135K_Wtr_AC-NC | 9 | 100% | 92.33% | 63.07% | 84.66% | 66.19% | 36.09% | 23.76% | 5.44% | 31.04% | 3.669% | HVAC
[5 empty] | Small_Office : >135K_Wtr_AC-NC | Small_Office : >135K_Wtr_AC-NC : 10 | Small_Office | >135K_Wtr_AC-NC | 10 | 100% | 89.57% | 56.68% | 71.66% | 61.23% | 34.52% | 25.9% | 6.387% | 30.03% | 3.154% | HVAC
[5 empty] | Small_Office : >135K_Wtr_AC-NC | Small_Office : >135K_Wtr_AC-NC : 13 | Small_Office | >135K_Wtr_AC-NC | 13 | 100% | 100% | 88.75% | 93.75% | 38.75% | 33.97% | 29.69% | 9.975% | 23.07% | 3.293% | HVAC
[5 empty] | Small_Office : >135K_Wtr_AC-NC | Small_Office : >135K_Wtr_AC-NC : 14 | Small_Office | >135K_Wtr_AC-NC | 14 | 100% | 100% | 91.67% | 88.33% | 28.33% | 36.12% | 30.93% | 8.89% | 21.72% | 2.339% | HVAC
[5 empty] | Small_Office : >135K_Wtr_AC-NC | Small_Office : >135K_Wtr_AC-NC : 15 | Small_Office | >135K_Wtr_AC-NC | 15 | 100% | 94.05% | 83.33% | 85.71% | 71.43% | 26.07% | 24.76% | 11.73% | 32.03% | 5.41% | HVAC
[5 empty] | Small_Office : >135K_Wtr_AC-NC | Small_Office : >135K_Wtr_AC-NC : 16 | Small_Office | >135K_Wtr_AC-NC | 16 | 100% | 100% | 93.75% | 63.07% | 26.14% | 52% | 29.36% | 7.008% | 10.5% | 1.421% | HVAC
[5 empty] | Storage_Building : >135K_Wtr_AC-NC | Storage_Building : >135K_Wtr_AC-NC : 6 | Storage_Building | >135K_Wtr_AC-NC | 6 | 100% | 65.77% | 100% | 76.14% | 76.14% | 42% | 15.66% | 20.55% | 15.5% | 6.212% | HVAC
[5 empty] | Storage_Building : >135K_Wtr_AC-NC | Storage_Building : >135K_Wtr_AC-NC : 8 | Storage_Building | >135K_Wtr_AC-NC | 8 | 100% | 85.96% | 100% | 90.07% | 78.08% | 37.48% | 16.99% | 19.94% | 18.65% | 6.939% | HVAC
[5 empty] | Storage_Building : >135K_Wtr_AC-NC | Storage_Building : >135K_Wtr_AC-NC : 9 | Storage_Building | >135K_Wtr_AC-NC | 9 | 100% | 73.96% | 100% | 82.3% | 82.3% | 36.03% | 17.35% | 18.91% | 19.88% | 7.825% | HVAC
[5 empty] | Storage_Building : >135K_Wtr_AC-NC | Storage_Building : >135K_Wtr_AC-NC : 10 | Storage_Building | >135K_Wtr_AC-NC | 10 | 100% | 83.92% | 92.42% | 72.55% | 70.32% | 32.8% | 21.21% | 20.92% | 18.07% | 6.995% | HVAC
[5 empty] | Storage_Building : >135K_Wtr_AC-NC | Storage_Building : >135K_Wtr_AC-NC : 13 | Storage_Building | >135K_Wtr_AC-NC | 13 | 100% | 71.43% | 96.92% | 84.17% | 67.69% | 28.28% | 23.9% | 27.16% | 12.57% | 8.08% | HVAC
[5 empty] | Storage_Building : >135K_Wtr_AC-NC | Storage_Building : >135K_Wtr_AC-NC : 14 | Storage_Building | >135K_Wtr_AC-NC | 14 | 100% | 75.84% | 97.79% | 72.73% | 57.66% | 29% | 24.83% | 27.99% | 12% | 5.736% | HVAC
[5 empty] | Storage_Building : >135K_Wtr_AC-NC | Storage_Building : >135K_Wtr_AC-NC : 15 | Storage_Building | >135K_Wtr_AC-NC | 15 | 100% | 86.29% | 88.12% | 81.9% | 65.63% | 20.63% | 20.46% | 29.57% | 18.49% | 11.28% | HVAC
[5 empty] | Storage_Building : >135K_Wtr_AC-NC | Storage_Building : >135K_Wtr_AC-NC : 16 | Storage_Building | >135K_Wtr_AC-NC | 16 | 100% | 74.84% | 90.02% | 49.24% | 44.47% | 44.95% | 20.23% | 27.76% | 4.483% | 2.575% | HVAC
[5 empty] | Assembly : Hi_Eff_AC_Mtr-NC | Assembly : Hi_Eff_AC_Mtr-NC : 6 | Assembly | Hi_Eff_AC_Mtr-NC | 6 | 100% | 100% | 100% | 100% | 67% | 9% | 13% | 12% | 36% | 30% | Motor
[5 empty] | Assembly : Hi_Eff_AC_Mtr-NC | Assembly : Hi_Eff_AC_Mtr-NC : 8 | Assembly | Hi_Eff_AC_Mtr-NC | 8 | 100% | 100% | 100% | 100% | 100% | 9% | 13% | 11% | 37% | 30% | Motor
[5 empty] | Assembly : Hi_Eff_AC_Mtr-NC | Assembly : Hi_Eff_AC_Mtr-NC : 9 | Assembly | Hi_Eff_AC_Mtr-NC | 9 | 100% | 100% | 75% | 75% | 100% | 9% | 13% | 11% | 37% | 30% | Motor
[5 empty] | Assembly : Hi_Eff_AC_Mtr-NC | Assembly : Hi_Eff_AC_Mtr-NC : 10 | Assembly | Hi_Eff_AC_Mtr-NC | 10 | 100% | 100% | 100% | 100% | 75% | 9% | 13% | 12% | 37% | 29% | Motor
[5 empty] | Assembly : Hi_Eff_AC_Mtr-NC | Assembly : Hi_Eff_AC_Mtr-NC : 13 | Assembly | Hi_Eff_AC_Mtr-NC | 13 | 100% | 100% | 100% | 75% | 75% | 10% | 13% | 12% | 36% | 29% | Motor
[5 empty] | Assembly : Hi_Eff_AC_Mtr-NC | Assembly : Hi_Eff_AC_Mtr-NC : 14 | Assembly | Hi_Eff_AC_Mtr-NC | 14 | 100% | 100% | 100% | 100% | 100% | 9% | 13% | 12% | 37% | 29% | Motor
[5 empty] | Assembly : Hi_Eff_AC_Mtr-NC | Assembly : Hi_Eff_AC_Mtr-NC : 15 | Assembly | Hi_Eff_AC_Mtr-NC | 15 | 100% | 100% | 100% | 100% | 100% | 9% | 13% | 12% | 37% | 29% | Motor
[5 empty] | Assembly : Hi_Eff_AC_Mtr-NC | Assembly : Hi_Eff_AC_Mtr-NC : 16 | Assembly | Hi_Eff_AC_Mtr-NC | 16 | 100% | 100% | 100% | 100% | 75% | 9% | 14% | 13% | 36% | 28% | Motor
[5 empty] | College_University : Hi_Eff_AC_Mtr-NC | College_University : Hi_Eff_AC_Mtr-NC : 6 | College_University | Hi_Eff_AC_Mtr-NC | 6 | 100% | 100% | 86.84% | 86.84% | 92.11% | 11.99% | 14% | 13.03% | 37.74% | 23.24% | Motor
[5 empty] | College_University : Hi_Eff_AC_Mtr-NC | College_University : Hi_Eff_AC_Mtr-NC : 8 | College_University | Hi_Eff_AC_Mtr-NC | 8 | 100% | 100% | 100% | 97.44% | 97.44% | 12.38% | 14.49% | 12.67% | 37.5% | 23.15% | Motor
[5 empty] | College_University : Hi_Eff_AC_Mtr-NC | College_University : Hi_Eff_AC_Mtr-NC : 9 | College_University | Hi_Eff_AC_Mtr-NC | 9 | 100% | 93.48% | 95.65% | 93.48% | 80.43% | 12.59% | 14.84% | 12.6% | 37.5% | 22.17% | Motor
[5 empty] | College_University : Hi_Eff_AC_Mtr-NC | College_University : Hi_Eff_AC_Mtr-NC : 10 | College_University | Hi_Eff_AC_Mtr-NC | 10 | 100% | 97.67% | 100% | 83.72% | 88.37% | 12.49% | 15.19% | 13.48% | 37% | 22.14% | Motor
[5 empty] | College_University : Hi_Eff_AC_Mtr-NC | College_University : Hi_Eff_AC_Mtr-NC : 13 | College_University | Hi_Eff_AC_Mtr-NC | 13 | 100% | 97.83% | 97.83% | 86.96% | 82.61% | 13.82% | 17.09% | 17.18% | 34.25% | 17.67% | Motor
[5 empty] | College_University : Hi_Eff_AC_Mtr-NC | College_University : Hi_Eff_AC_Mtr-NC : 14 | College_University | Hi_Eff_AC_Mtr-NC | 14 | 100% | 97.62% | 100% | 92.86% | 85.71% | 14.26% | 17.75% | 17.58% | 33.34% | 17.07% | Motor
[5 empty] | College_University : Hi_Eff_AC_Mtr-NC | College_University : Hi_Eff_AC_Mtr-NC : 15 | College_University | Hi_Eff_AC_Mtr-NC | 15 | 100% | 100% | 100% | 82.69% | 84.62% | 11.38% | 14.78% | 16.83% | 36.29% | 20.71% | Motor
[5 empty] | College_University : Hi_Eff_AC_Mtr-NC | College_University : Hi_Eff_AC_Mtr-NC : 16 | College_University | Hi_Eff_AC_Mtr-NC | 16 | 100% | 100% | 90% | 67.5% | 65% | 20.24% | 20.7% | 16.22% | 24.12% | 18.71% | Motor
[5 empty] | Grocery_Store : Hi_Eff_AC_Mtr-NC | Grocery_Store : Hi_Eff_AC_Mtr-NC : 6 | Grocery_Store | Hi_Eff_AC_Mtr-NC | 6 | 100% | 100% | 108.3% | 91.67% | 91.67% | 12.7% | 15.03% | 24.41% | 24.84% | 23.02% | Motor
[5 empty] | Grocery_Store : Hi_Eff_AC_Mtr-NC | Grocery_Store : Hi_Eff_AC_Mtr-NC : 8 | Grocery_Store | Hi_Eff_AC_Mtr-NC | 8 | 100% | 100% | 100% | 100% | 100% | 11.85% | 14.62% | 23.93% | 26.4% | 23.21% | Motor
[5 empty] | Grocery_Store : Hi_Eff_AC_Mtr-NC | Grocery_Store : Hi_Eff_AC_Mtr-NC : 9 | Grocery_Store | Hi_Eff_AC_Mtr-NC | 9 | 100% | 100% | 100% | 100% | 100% | 11.98% | 15.33% | 23.14% | 27.5% | 22.33% | Motor
[5 empty] | Grocery_Store : Hi_Eff_AC_Mtr-NC | Grocery_Store : Hi_Eff_AC_Mtr-NC : 10 | Grocery_Store | Hi_Eff_AC_Mtr-NC | 10 | 100% | 100% | 100% | 100% | 92.86% | 11.68% | 15.9% | 23.83% | 27.42% | 21.18% | Motor
[5 empty] | Grocery_Store : Hi_Eff_AC_Mtr-NC | Grocery_Store : Hi_Eff_AC_Mtr-NC : 13 | Grocery_Store | Hi_Eff_AC_Mtr-NC | 13 | 100% | 100% | 100% | 100% | 92.86% | 11.72% | 16.76% | 28.84% | 22.28% | 20.41% | Motor
[5 empty] | Grocery_Store : Hi_Eff_AC_Mtr-NC | Grocery_Store : Hi_Eff_AC_Mtr-NC : 14 | Grocery_Store | Hi_Eff_AC_Mtr-NC | 14 | 100% | 100% | 100% | 100% | 100% | 12.34% | 17.31% | 30% | 22% | 18.76% | Motor
[5 empty] | Grocery_Store : Hi_Eff_AC_Mtr-NC | Grocery_Store : Hi_Eff_AC_Mtr-NC : 15 | Grocery_Store | Hi_Eff_AC_Mtr-NC | 15 | 100% | 100% | 100% | 100% | 100% | 8.83% | 13% | 25.8% | 26.07% | 26.29% | Motor
[5 empty] | Grocery_Store : Hi_Eff_AC_Mtr-NC | Grocery_Store : Hi_Eff_AC_Mtr-NC : 16 | Grocery_Store | Hi_Eff_AC_Mtr-NC | 16 | 100% | 90% | 90% | 90% | 80% | 18.1% | 19.47% | 27% | 16.5% | 19.25% | Motor
[5 empty] | Hospital : Hi_Eff_AC_Mtr-NC | Hospital : Hi_Eff_AC_Mtr-NC : 6 | Hospital | Hi_Eff_AC_Mtr-NC | 6 | 100% | 100% | 100% | 100% | 96% | 6% | 9% | 19% | 25% | 41% | Motor
[5 empty] | Hospital : Hi_Eff_AC_Mtr-NC | Hospital : Hi_Eff_AC_Mtr-NC : 8 | Hospital | Hi_Eff_AC_Mtr-NC | 8 | 100% | 100% | 96% | 96% | 100% | 6% | 9% | 19% | 25% | 41% | Motor
[5 empty] | Hospital : Hi_Eff_AC_Mtr-NC | Hospital : Hi_Eff_AC_Mtr-NC : 9 | Hospital | Hi_Eff_AC_Mtr-NC | 9 | 100% | 100% | 100% | 100% | 100% | 6% | 9% | 19% | 25% | 41% | Motor
[5 empty] | Hospital : Hi_Eff_AC_Mtr-NC | Hospital : Hi_Eff_AC_Mtr-NC : 10 | Hospital | Hi_Eff_AC_Mtr-NC | 10 | 100% | 96% | 96% | 96% | 93% | 6% | 9% | 19% | 25% | 41% | Motor
[5 empty] | Hospital : Hi_Eff_AC_Mtr-NC | Hospital : Hi_Eff_AC_Mtr-NC : 13 | Hospital | Hi_Eff_AC_Mtr-NC | 13 | 100% | 96% | 96% | 93% | 93% | 6% | 9% | 19% | 25% | 41% | Motor
[5 empty] | Hospital : Hi_Eff_AC_Mtr-NC | Hospital : Hi_Eff_AC_Mtr-NC : 14 | Hospital | Hi_Eff_AC_Mtr-NC | 14 | 100% | 96% | 100% | 100% | 96% | 6% | 9% | 19% | 25% | 41% | Motor
[5 empty] | Hospital : Hi_Eff_AC_Mtr-NC | Hospital : Hi_Eff_AC_Mtr-NC : 15 | Hospital | Hi_Eff_AC_Mtr-NC | 15 | 100% | 100% | 100% | 100% | 96% | 6% | 9% | 19% | 26% | 40% | Motor
[5 empty] | Hospital : Hi_Eff_AC_Mtr-NC | Hospital : Hi_Eff_AC_Mtr-NC : 16 | Hospital | Hi_Eff_AC_Mtr-NC | 16 | 100% | 100% | 100% | 96% | 96% | 6% | 9% | 19% | 25% | 41% | Motor
[5 empty] | Large_Office : Hi_Eff_AC_Mtr-NC | Large_Office : Hi_Eff_AC_Mtr-NC : 6 | Large_Office | Hi_Eff_AC_Mtr-NC | 6 | 100% | 100% | 87.16% | 94.5% | 66.06% | 20.15% | 19.79% | 8.783% | 42.5% | 8.518% | Motor
[5 empty] | Large_Office : Hi_Eff_AC_Mtr-NC | Large_Office : Hi_Eff_AC_Mtr-NC : 8 | Large_Office | Hi_Eff_AC_Mtr-NC | 8 | 100% | 100% | 100% | 100% | 74.11% | 19.37% | 19.9% | 9.287% | 42.66% | 8.778% | Motor
[5 empty] | Large_Office : Hi_Eff_AC_Mtr-NC | Large_Office : Hi_Eff_AC_Mtr-NC : 9 | Large_Office | Hi_Eff_AC_Mtr-NC | 9 | 100% | 100% | 86.21% | 87.07% | 57.76% | 19.32% | 19.32% | 8.603% | 44.18% | 8.571% | Motor
[5 empty] | Large_Office : Hi_Eff_AC_Mtr-NC | Large_Office : Hi_Eff_AC_Mtr-NC : 10 | Large_Office | Hi_Eff_AC_Mtr-NC | 10 | 100% | 100% | 100% | 88.68% | 47.17% | 19.37% | 19.61% | 9.05% | 43.5% | 8.481% | Motor
[5 empty] | Large_Office : Hi_Eff_AC_Mtr-NC | Large_Office : Hi_Eff_AC_Mtr-NC : 13 | Large_Office | Hi_Eff_AC_Mtr-NC | 13 | 100% | 97.17% | 100% | 85.85% | 60.38% | 20.86% | 21.62% | 12.31% | 37.86% | 7.342% | Motor
[5 empty] | Large_Office : Hi_Eff_AC_Mtr-NC | Large_Office : Hi_Eff_AC_Mtr-NC : 14 | Large_Office | Hi_Eff_AC_Mtr-NC | 14 | 100% | 97.96% | 86.73% | 93.88% | 56.12% | 22.32% | 22.49% | 11.27% | 38% | 6.222% | Motor
[5 empty] | Large_Office : Hi_Eff_AC_Mtr-NC | Large_Office : Hi_Eff_AC_Mtr-NC : 15 | Large_Office | Hi_Eff_AC_Mtr-NC | 15 | 100% | 100% | 97.37% | 91.23% | 85.96% | 17.39% | 18.34% | 11.51% | 42.57% | 10.19% | Motor
[5 empty] | Large_Office : Hi_Eff_AC_Mtr-NC | Large_Office : Hi_Eff_AC_Mtr-NC : 16 | Large_Office | Hi_Eff_AC_Mtr-NC | 16 | 100% | 100% | 100% | 78.31% | 54.22% | 31.59% | 26.54% | 8.452% | 27.07% | 6.348% | Motor
[5 empty] | Large_Retail_Store : Hi_Eff_AC_Mtr-NC | Large_Retail_Store : Hi_Eff_AC_Mtr-NC : 6 | Large_Retail_Store | Hi_Eff_AC_Mtr-NC | 6 | 100% | 100% | 100% | 100% | 100% | 10.35% | 12.64% | 26.45% | 24.96% | 25.6% | Motor
[5 empty] | Large_Retail_Store : Hi_Eff_AC_Mtr-NC | Large_Retail_Store : Hi_Eff_AC_Mtr-NC : 8 | Large_Retail_Store | Hi_Eff_AC_Mtr-NC | 8 | 100% | 96.97% | 87.88% | 87.88% | 100% | 10.35% | 12.89% | 27% | 24.5% | 25.31% | Motor
[5 empty] | Large_Retail_Store : Hi_Eff_AC_Mtr-NC | Large_Retail_Store : Hi_Eff_AC_Mtr-NC : 9 | Large_Retail_Store | Hi_Eff_AC_Mtr-NC | 9 | 100% | 100% | 100% | 96.88% | 90.62% | 10.78% | 13.52% | 25.41% | 26.31% | 23.98% | Motor
[5 empty] | Large_Retail_Store : Hi_Eff_AC_Mtr-NC | Large_Retail_Store : Hi_Eff_AC_Mtr-NC : 10 | Large_Retail_Store | Hi_Eff_AC_Mtr-NC | 10 | 100% | 100% | 100% | 95.45% | 95.45% | 11.18% | 14.63% | 25.36% | 26.71% | 22.12% | Motor
[5 empty] | Large_Retail_Store : Hi_Eff_AC_Mtr-NC | Large_Retail_Store : Hi_Eff_AC_Mtr-NC : 13 | Large_Retail_Store | Hi_Eff_AC_Mtr-NC | 13 | 100% | 98.57% | 100% | 92.86% | 90% | 11.56% | 15.85% | 28.41% | 22.73% | 21.45% | Motor
[5 empty] | Large_Retail_Store : Hi_Eff_AC_Mtr-NC | Large_Retail_Store : Hi_Eff_AC_Mtr-NC : 14 | Large_Retail_Store | Hi_Eff_AC_Mtr-NC | 14 | 100% | 100% | 100% | 90.91% | 87.88% | 12.43% | 16.69% | 28.57% | 22.3% | 20.01% | Motor
[5 empty] | Large_Retail_Store : Hi_Eff_AC_Mtr-NC | Large_Retail_Store : Hi_Eff_AC_Mtr-NC : 15 | Large_Retail_Store | Hi_Eff_AC_Mtr-NC | 15 | 100% | 100% | 100% | 88% | 85.33% | 9.278% | 12.97% | 24.63% | 25.09% | 28.03% | Motor
[5 empty] | Large_Retail_Store : Hi_Eff_AC_Mtr-NC | Large_Retail_Store : Hi_Eff_AC_Mtr-NC : 16 | Large_Retail_Store | Hi_Eff_AC_Mtr-NC | 16 | 100% | 98.11% | 100% | 75.47% | 77.36% | 17.33% | 19.36% | 28% | 16.7% | 19.06% | Motor
[5 empty] | School : Hi_Eff_AC_Mtr-NC | School : Hi_Eff_AC_Mtr-NC : 6 | School | Hi_Eff_AC_Mtr-NC | 6 | 100% | 94.87% | 80.77% | 94.87% | 61.54% | 17.04% | 17.33% | 7.301% | 41.83% | 16.5% | Motor
[5 empty] | School : Hi_Eff_AC_Mtr-NC | School : Hi_Eff_AC_Mtr-NC : 8 | School | Hi_Eff_AC_Mtr-NC | 8 | 100% | 96.39% | 84.34% | 100% | 74.7% | 16.82% | 17.55% | 7.667% | 42% | 15.85% | Motor
[5 empty] | School : Hi_Eff_AC_Mtr-NC | School : Hi_Eff_AC_Mtr-NC : 9 | School | Hi_Eff_AC_Mtr-NC | 9 | 100% | 91.49% | 90.43% | 91.49% | 68.09% | 17.29% | 17.78% | 7.6% | 43% | 14.33% | Motor
[5 empty] | School : Hi_Eff_AC_Mtr-NC | School : Hi_Eff_AC_Mtr-NC : 10 | School | Hi_Eff_AC_Mtr-NC | 10 | 100% | 100% | 97.65% | 88.24% | 49.41% | 17.79% | 18.87% | 8.468% | 41.68% | 13.19% | Motor
[5 empty] | School : Hi_Eff_AC_Mtr-NC | School : Hi_Eff_AC_Mtr-NC : 13 | School | Hi_Eff_AC_Mtr-NC | 13 | 100% | 100% | 94.19% | 91.86% | 81.4% | 18.89% | 21.09% | 12.86% | 35.93% | 11.23% | Motor
[5 empty] | School : Hi_Eff_AC_Mtr-NC | School : Hi_Eff_AC_Mtr-NC : 14 | School | Hi_Eff_AC_Mtr-NC | 14 | 100% | 95.24% | 100% | 92.86% | 67.86% | 19.83% | 21.76% | 12.59% | 35.5% | 10.29% | Motor
[5 empty] | School : Hi_Eff_AC_Mtr-NC | School : Hi_Eff_AC_Mtr-NC : 15 | School | Hi_Eff_AC_Mtr-NC | 15 | 100% | 96.3% | 100% | 87.04% | 86.11% | 15.11% | 17.35% | 13.09% | 42.5% | 12.26% | Motor
[5 empty] | School : Hi_Eff_AC_Mtr-NC | School : Hi_Eff_AC_Mtr-NC : 16 | School | Hi_Eff_AC_Mtr-NC | 16 | 100% | 89.19% | 79.73% | 79.73% | 55.41% | 28.26% | 25.33% | 9.906% | 24.79% | 11.71% | Motor
[5 empty] | Small_Office : Hi_Eff_AC_Mtr-NC | Small_Office : Hi_Eff_AC_Mtr-NC : 6 | Small_Office | Hi_Eff_AC_Mtr-NC | 6 | 100% | 100% | 100% | 100% | 85.71% | 18.34% | 19.57% | 9.327% | 43.87% | 8.893% | Motor
[5 empty] | Small_Office : Hi_Eff_AC_Mtr-NC | Small_Office : Hi_Eff_AC_Mtr-NC : 8 | Small_Office | Hi_Eff_AC_Mtr-NC | 8 | 100% | 100% | 100% | 100% | 100% | 17.83% | 19.32% | 9.497% | 45% | 9.389% | Motor
[5 empty] | Small_Office : Hi_Eff_AC_Mtr-NC | Small_Office : Hi_Eff_AC_Mtr-NC : 9 | Small_Office | Hi_Eff_AC_Mtr-NC | 9 | 100% | 88.89% | 100% | 77.78% | 66.67% | 18.35% | 19.48% | 8.638% | 45.5% | 8.065% | Motor
[5 empty] | Small_Office : Hi_Eff_AC_Mtr-NC | Small_Office : Hi_Eff_AC_Mtr-NC : 10 | Small_Office | Hi_Eff_AC_Mtr-NC | 10 | 100% | 100% | 100% | 100% | 62.5% | 18.56% | 19.87% | 8.637% | 44.5% | 8.318% | Motor
[5 empty] | Small_Office : Hi_Eff_AC_Mtr-NC | Small_Office : Hi_Eff_AC_Mtr-NC : 13 | Small_Office | Hi_Eff_AC_Mtr-NC | 13 | 100% | 88.89% | 88.89% | 88.89% | 66.67% | 20.41% | 22.01% | 11.19% | 39.5% | 7.039% | Motor
[5 empty] | Small_Office : Hi_Eff_AC_Mtr-NC | Small_Office : Hi_Eff_AC_Mtr-NC : 14 | Small_Office | Hi_Eff_AC_Mtr-NC | 14 | 100% | 100% | 100% | 87.5% | 62.5% | 21.42% | 22.96% | 10.21% | 39.5% | 6.217% | Motor
[5 empty] | Small_Office : Hi_Eff_AC_Mtr-NC | Small_Office : Hi_Eff_AC_Mtr-NC : 15 | Small_Office | Hi_Eff_AC_Mtr-NC | 15 | 100% | 100% | 90% | 100% | 80% | 16.71% | 18.32% | 10.47% | 44.51% | 9.993% | Motor
[5 empty] | Small_Office : Hi_Eff_AC_Mtr-NC | Small_Office : Hi_Eff_AC_Mtr-NC : 16 | Small_Office | Hi_Eff_AC_Mtr-NC | 16 | 100% | 85.71% | 100% | 71.43% | 71.43% | 30.24% | 26.35% | 8.098% | 28.54% | 6.767% | Motor
[5 empty] | Assembly : Var_Spd_AC_Mtr-NC | Assembly : Var_Spd_AC_Mtr-NC : 6 | Assembly | Var_Spd_AC_Mtr-NC | 6 | 100% | 145.5% | 100% | 145.5% | 145.5% | 7.321% | 11.97% | 10.57% | 38.47% | 31.68% | Motor
[5 empty] | Assembly : Var_Spd_AC_Mtr-NC | Assembly : Var_Spd_AC_Mtr-NC : 8 | Assembly | Var_Spd_AC_Mtr-NC | 8 | 100% | 183.3% | 183.3% | 183.3% | 183.3% | 6.696% | 11.7% | 10.22% | 38.97% | 32.41% | Motor
[5 empty] | Assembly : Var_Spd_AC_Mtr-NC | Assembly : Var_Spd_AC_Mtr-NC : 9 | Assembly | Var_Spd_AC_Mtr-NC | 9 | 100% | 100% | 100% | 125% | 175% | 6.406% | 11.43% | 9.758% | 39% | 33.41% | Motor
[5 empty] | Assembly : Var_Spd_AC_Mtr-NC | Assembly : Var_Spd_AC_Mtr-NC : 10 | Assembly | Var_Spd_AC_Mtr-NC | 10 | 100% | 50% | 83.33% | 100% | 116.7% | 6.201% | 11.75% | 10.27% | 40.15% | 31.62% | Motor
[5 empty] | Assembly : Var_Spd_AC_Mtr-NC | Assembly : Var_Spd_AC_Mtr-NC : 13 | Assembly | Var_Spd_AC_Mtr-NC | 13 | 100% | 200% | 150% | 250% | 300% | 5.539% | 11.03% | 9.485% | 41.23% | 32.72% | Motor
[5 empty] | Assembly : Var_Spd_AC_Mtr-NC | Assembly : Var_Spd_AC_Mtr-NC : 14 | Assembly | Var_Spd_AC_Mtr-NC | 14 | 100% | 40% | 40% | 200% | 200% | 4.384% | 9.854% | 8.675% | 42.9% | 34.19% | Motor
[5 empty] | Assembly : Var_Spd_AC_Mtr-NC | Assembly : Var_Spd_AC_Mtr-NC : 15 | Assembly | Var_Spd_AC_Mtr-NC | 15 | 100% | 100% | 50% | 100% | 100% | 2.251% | 6.704% | 6.942% | 45.34% | 38.76% | Motor
[5 empty] | Assembly : Var_Spd_AC_Mtr-NC | Assembly : Var_Spd_AC_Mtr-NC : 16 | Assembly | Var_Spd_AC_Mtr-NC | 16 | 100% | 175% | 175% | 250% | 350% | 6.803% | 12.53% | 10.6% | 40% | 30.32% | Motor
[5 empty] | College_University : Var_Spd_AC_Mtr-NC | College_University : Var_Spd_AC_Mtr-NC : 6 | College_University | Var_Spd_AC_Mtr-NC | 6 | 100% | 100% | 185.7% | 185.7% | 185.7% | 7.541% | 9.517% | 13.3% | 35.18% | 34.46% | Motor
[5 empty] | College_University : Var_Spd_AC_Mtr-NC | College_University : Var_Spd_AC_Mtr-NC : 8 | College_University | Var_Spd_AC_Mtr-NC | 8 | 100% | 150% | 150% | 150% | 150% | 7.53% | 10.19% | 12.25% | 36% | 34.52% | Motor
[5 empty] | College_University : Var_Spd_AC_Mtr-NC | College_University : Var_Spd_AC_Mtr-NC : 9 | College_University | Var_Spd_AC_Mtr-NC | 9 | 100% | 154.5% | 109.1% | 118.2% | 154.5% | 8.013% | 10.63% | 12.54% | 36% | 33.01% | Motor
[5 empty] | College_University : Var_Spd_AC_Mtr-NC | College_University : Var_Spd_AC_Mtr-NC : 10 | College_University | Var_Spd_AC_Mtr-NC | 10 | 100% | 116.7% | 108.3% | 141.7% | 150% | 7.89% | 10.8% | 13.24% | 35.05% | 33.03% | Motor
[5 empty] | College_University : Var_Spd_AC_Mtr-NC | College_University : Var_Spd_AC_Mtr-NC : 13 | College_University | Var_Spd_AC_Mtr-NC | 13 | 100% | 100% | 107.7% | 123.1% | 138.5% | 9.351% | 12.68% | 15.96% | 35.83% | 26.18% | Motor
[5 empty] | College_University : Var_Spd_AC_Mtr-NC | College_University : Var_Spd_AC_Mtr-NC : 14 | College_University | Var_Spd_AC_Mtr-NC | 14 | 100% | 100% | 100% | 100% | 100% | 9.878% | 13.47% | 16.33% | 34% | 25.99% | Motor
[5 empty] | College_University : Var_Spd_AC_Mtr-NC | College_University : Var_Spd_AC_Mtr-NC : 15 | College_University | Var_Spd_AC_Mtr-NC | 15 | 100% | 133.3% | 100% | 133.3% | 133.3% | 8.1% | 11.61% | 14.97% | 35.83% | 29.49% | Motor
[5 empty] | College_University : Var_Spd_AC_Mtr-NC | College_University : Var_Spd_AC_Mtr-NC : 16 | College_University | Var_Spd_AC_Mtr-NC | 16 | 100% | 116.7% | 183.3% | 233.3% | 250% | 12.03% | 15.85% | 16.05% | 28.03% | 28.04% | Motor
[5 empty] | Grocery_Store : Var_Spd_AC_Mtr-NC | Grocery_Store : Var_Spd_AC_Mtr-NC : 6 | Grocery_Store | Var_Spd_AC_Mtr-NC | 6 | 100% | 50% | 50% | 100% | 100% | 6.55% | 11.93% | 23.89% | 27.15% | 30.47% | Motor
[5 empty] | Grocery_Store : Var_Spd_AC_Mtr-NC | Grocery_Store : Var_Spd_AC_Mtr-NC : 8 | Grocery_Store | Var_Spd_AC_Mtr-NC | 8 | 100% | 100% | 100% | 100% | 100% | 5.35% | 10.97% | 24.19% | 27% | 32% | Motor
[5 empty] | Grocery_Store : Var_Spd_AC_Mtr-NC | Grocery_Store : Var_Spd_AC_Mtr-NC : 9 | Grocery_Store | Var_Spd_AC_Mtr-NC | 9 | 100% | 100% | 200% | 200% | 400% | 6.073% | 11.53% | 24.82% | 30% | 28% | Motor
[5 empty] | Grocery_Store : Var_Spd_AC_Mtr-NC | Grocery_Store : Var_Spd_AC_Mtr-NC : 10 | Grocery_Store | Var_Spd_AC_Mtr-NC | 10 | 100% | 33.33% | 33.33% | 100% | 100% | 6.389% | 11.13% | 23.72% | 29% | 29.38% | Motor
[5 empty] | Grocery_Store : Var_Spd_AC_Mtr-NC | Grocery_Store : Var_Spd_AC_Mtr-NC : 13 | Grocery_Store | Var_Spd_AC_Mtr-NC | 13 | 100% | 100% | 100% | 150% | 150% | 6.926% | 10.94% | 27.06% | 28.65% | 26.43% | Motor
[5 empty] | Grocery_Store : Var_Spd_AC_Mtr-NC | Grocery_Store : Var_Spd_AC_Mtr-NC : 14 | Grocery_Store | Var_Spd_AC_Mtr-NC | 14 | 100% | 80% | 80% | 100% | 100% | 8.314% | 13.6% | 29.28% | 28.03% | 20.78% | Motor
[5 empty] | Grocery_Store : Var_Spd_AC_Mtr-NC | Grocery_Store : Var_Spd_AC_Mtr-NC : 15 | Grocery_Store | Var_Spd_AC_Mtr-NC | 15 | 100% | 133.3% | 100% | 133.3% | 133.3% | 6.463% | 9.92% | 22.07% | 28.87% | 32.68% | Motor
[5 empty] | Grocery_Store : Var_Spd_AC_Mtr-NC | Grocery_Store : Var_Spd_AC_Mtr-NC : 16 | Grocery_Store | Var_Spd_AC_Mtr-NC | 16 | 100% | 50% | 75% | 150% | 150% | 8.494% | 13.78% | 24.12% | 24.06% | 29.54% | Motor
[5 empty] | Hospital : Var_Spd_AC_Mtr-NC | Hospital : Var_Spd_AC_Mtr-NC : 6 | Hospital | Var_Spd_AC_Mtr-NC | 6 | 100% | 115.1% | 100% | 115.1% | 115.1% | 5.709% | 8.686% | 18.95% | 26% | 41% | Motor
[5 empty] | Hospital : Var_Spd_AC_Mtr-NC | Hospital : Var_Spd_AC_Mtr-NC : 8 | Hospital | Var_Spd_AC_Mtr-NC | 8 | 100% | 100% | 100% | 100% | 100% | 5.73% | 8.693% | 18.81% | 26% | 41% | Motor
[5 empty] | Hospital : Var_Spd_AC_Mtr-NC | Hospital : Var_Spd_AC_Mtr-NC : 9 | Hospital | Var_Spd_AC_Mtr-NC | 9 | 100% | 107.5% | 109.4% | 113.2% | 113.2% | 5.675% | 8.698% | 18.75% | 26% | 41% | Motor
[5 empty] | Hospital : Var_Spd_AC_Mtr-NC | Hospital : Var_Spd_AC_Mtr-NC : 10 | Hospital | Var_Spd_AC_Mtr-NC | 10 | 100% | 109.6% | 103.8% | 115.4% | 123.1% | 5.4% | 8.643% | 18.65% | 25.12% | 42.18% | Motor
[5 empty] | Hospital : Var_Spd_AC_Mtr-NC | Hospital : Var_Spd_AC_Mtr-NC : 13 | Hospital | Var_Spd_AC_Mtr-NC | 13 | 100% | 111.3% | 105.7% | 113.2% | 113.2% | 5.391% | 8.635% | 18.78% | 25.05% | 42.15% | Motor
[5 empty] | Hospital : Var_Spd_AC_Mtr-NC | Hospital : Var_Spd_AC_Mtr-NC : 14 | Hospital | Var_Spd_AC_Mtr-NC | 14 | 100% | 112% | 108% | 114% | 116% | 5.199% | 8.51% | 18.8% | 25.18% | 42.3% | Motor
[5 empty] | Hospital : Var_Spd_AC_Mtr-NC | Hospital : Var_Spd_AC_Mtr-NC : 15 | Hospital | Var_Spd_AC_Mtr-NC | 15 | 100% | 120.8% | 105.7% | 115.1% | 120.8% | 5.218% | 8.483% | 18.91% | 24% | 43% | Motor
[5 empty] | Hospital : Var_Spd_AC_Mtr-NC | Hospital : Var_Spd_AC_Mtr-NC : 16 | Hospital | Var_Spd_AC_Mtr-NC | 16 | 100% | 111.5% | 103.8% | 117.3% | 117.3% | 5.486% | 8.56% | 18.69% | 25.08% | 42.18% | Motor
[5 empty] | Hotel : Var_Spd_AC_Mtr-NC | Hotel : Var_Spd_AC_Mtr-NC : 6 | Hotel | Var_Spd_AC_Mtr-NC | 6 | 100% | 200% | 300% | 350% | 350% | 6.234% | 10.56% | 20.49% | 30.55% | 32.16% | Motor
[5 empty] | Hotel : Var_Spd_AC_Mtr-NC | Hotel : Var_Spd_AC_Mtr-NC : 8 | Hotel | Var_Spd_AC_Mtr-NC | 8 | 100% | 200% | 220% | 40% | 220% | 6.247% | 10.95% | 21.27% | 29.65% | 31.89% | Motor
[5 empty] | Hotel : Var_Spd_AC_Mtr-NC | Hotel : Var_Spd_AC_Mtr-NC : 9 | Hotel | Var_Spd_AC_Mtr-NC | 9 | 100% | 300% | 66.67% | 300% | 300% | 5.641% | 10.88% | 21.56% | 32% | 30% | Motor
[5 empty] | Hotel : Var_Spd_AC_Mtr-NC | Hotel : Var_Spd_AC_Mtr-NC : 10 | Hotel | Var_Spd_AC_Mtr-NC | 10 | 100% | 166.7% | 233.3% | 100% | 300% | 4.954% | 10.86% | 22.69% | 31.19% | 30.31% | Motor
[5 empty] | Hotel : Var_Spd_AC_Mtr-NC | Hotel : Var_Spd_AC_Mtr-NC : 13 | Hotel | Var_Spd_AC_Mtr-NC | 13 | 100% | 200% | 233.3% | 366.7% | 400% | 6.263% | 11.5% | 24.52% | 29.62% | 28.1% | Motor
[5 empty] | Hotel : Var_Spd_AC_Mtr-NC | Hotel : Var_Spd_AC_Mtr-NC : 14 | Hotel | Var_Spd_AC_Mtr-NC | 14 | 100% | 150% | 150% | 112.5% | 225% | 5.382% | 11.62% | 24.56% | 30.02% | 28.43% | Motor
[5 empty] | Hotel : Var_Spd_AC_Mtr-NC | Hotel : Var_Spd_AC_Mtr-NC : 15 | Hotel | Var_Spd_AC_Mtr-NC | 15 | 100% | 200% | 200% | 200% | 200% | 4.251% | 8.473% | 19.36% | 30% | 38% | Motor
[5 empty] | Hotel : Var_Spd_AC_Mtr-NC | Hotel : Var_Spd_AC_Mtr-NC : 16 | Hotel | Var_Spd_AC_Mtr-NC | 16 | 100% | 80% | 100% | 140% | 220% | 9.539% | 16.36% | 24.24% | 25.1% | 24.76% | Motor
[5 empty] | Large_Office : Var_Spd_AC_Mtr-NC | Large_Office : Var_Spd_AC_Mtr-NC : 6 | Large_Office | Var_Spd_AC_Mtr-NC | 6 | 100% | 90.65% | 125.2% | 111.2% | 194.4% | 11.75% | 15.6% | 8.754% | 50% | 13.61% | Motor
[5 empty] | Large_Office : Var_Spd_AC_Mtr-NC | Large_Office : Var_Spd_AC_Mtr-NC : 8 | Large_Office | Var_Spd_AC_Mtr-NC | 8 | 100% | 48.04% | 28.43% | 54.9% | 153.9% | 10.83% | 15.51% | 9.198% | 50% | 14.52% | Motor
[5 empty] | Large_Office : Var_Spd_AC_Mtr-NC | Large_Office : Var_Spd_AC_Mtr-NC : 9 | Large_Office | Var_Spd_AC_Mtr-NC | 9 | 100% | 253.8% | 171.8% | 141% | 253.8% | 10.85% | 15.1% | 9.052% | 51% | 13.99% | Motor
[5 empty] | Large_Office : Var_Spd_AC_Mtr-NC | Large_Office : Var_Spd_AC_Mtr-NC : 10 | Large_Office | Var_Spd_AC_Mtr-NC | 10 | 100% | 125% | 153.6% | 133.3% | 219% | 10.56% | 14.81% | 9.502% | 51% | 14.46% | Motor
[5 empty] | Large_Office : Var_Spd_AC_Mtr-NC | Large_Office : Var_Spd_AC_Mtr-NC : 13 | Large_Office | Var_Spd_AC_Mtr-NC | 13 | 100% | 82% | 138% | 128% | 378% | 8.092% | 12.34% | 11.42% | 52% | 16.41% | Motor
[5 empty] | Large_Office : Var_Spd_AC_Mtr-NC | Large_Office : Var_Spd_AC_Mtr-NC : 14 | Large_Office | Var_Spd_AC_Mtr-NC | 14 | 100% | 104.3% | 100% | 119.6% | 162% | 11.64% | 14.86% | 10.39% | 50% | 13.6% | Motor
[5 empty] | Large_Office : Var_Spd_AC_Mtr-NC | Large_Office : Var_Spd_AC_Mtr-NC : 15 | Large_Office | Var_Spd_AC_Mtr-NC | 15 | 100% | 90.74% | 322.2% | 322.2% | 322.2% | 9.836% | 12.94% | 10.27% | 51.1% | 15.84% | Motor
[5 empty] | Large_Office : Var_Spd_AC_Mtr-NC | Large_Office : Var_Spd_AC_Mtr-NC : 16 | Large_Office | Var_Spd_AC_Mtr-NC | 16 | 100% | 46.67% | 42.22% | 162.2% | 193.3% | 11.91% | 14.99% | 8.237% | 47.05% | 17.8% | Motor
[5 empty] | Large_Retail_Store : Var_Spd_AC_Mtr-NC | Large_Retail_Store : Var_Spd_AC_Mtr-NC : 6 | Large_Retail_Store | Var_Spd_AC_Mtr-NC | 6 | 100% | 60% | 100% | 100% | 100% | 7.066% | 11.24% | 20.61% | 28.66% | 32.42% | Motor
[5 empty] | Large_Retail_Store : Var_Spd_AC_Mtr-NC | Large_Retail_Store : Var_Spd_AC_Mtr-NC : 8 | Large_Retail_Store | Var_Spd_AC_Mtr-NC | 8 | 100% | 100% | 100% | 100% | 100% | 7.031% | 11.14% | 20.68% | 28.38% | 32.77% | Motor
[5 empty] | Large_Retail_Store : Var_Spd_AC_Mtr-NC | Large_Retail_Store : Var_Spd_AC_Mtr-NC : 9 | Large_Retail_Store | Var_Spd_AC_Mtr-NC | 9 | 100% | 60% | 113.3% | 113.3% | 133.3% | 6.515% | 11.15% | 20.98% | 29% | 32% | Motor
[5 empty] | Large_Retail_Store : Var_Spd_AC_Mtr-NC | Large_Retail_Store : Var_Spd_AC_Mtr-NC : 10 | Large_Retail_Store | Var_Spd_AC_Mtr-NC | 10 | 100% | 33.33% | 100% | 111.1% | 111.1% | 7.577% | 11.58% | 22.94% | 29% | 29% | Motor
[5 empty] | Large_Retail_Store : Var_Spd_AC_Mtr-NC | Large_Retail_Store : Var_Spd_AC_Mtr-NC : 13 | Large_Retail_Store | Var_Spd_AC_Mtr-NC | 13 | 100% | 100% | 100% | 116.7% | 127.8% | 7.18% | 11.52% | 23.64% | 28% | 30% | Motor
[5 empty] | Large_Retail_Store : Var_Spd_AC_Mtr-NC | Large_Retail_Store : Var_Spd_AC_Mtr-NC : 14 | Large_Retail_Store | Var_Spd_AC_Mtr-NC | 14 | 100% | 93.75% | 100% | 118.8% | 125% | 6.988% | 11.69% | 23.23% | 26.64% | 31.45% | Motor
[5 empty] | Large_Retail_Store : Var_Spd_AC_Mtr-NC | Large_Retail_Store : Var_Spd_AC_Mtr-NC : 15 | Large_Retail_Store | Var_Spd_AC_Mtr-NC | 15 | 100% | 90% | 90% | 160% | 160% | 5.045% | 9.04% | 18.57% | 30.3% | 37.05% | Motor
[5 empty] | Large_Retail_Store : Var_Spd_AC_Mtr-NC | Large_Retail_Store : Var_Spd_AC_Mtr-NC : 16 | Large_Retail_Store | Var_Spd_AC_Mtr-NC | 16 | 100% | 100% | 160% | 360% | 360% | 7.81% | 13.28% | 22.69% | 23.21% | 33.01% | Motor
[5 empty] | School : Var_Spd_AC_Mtr-NC | School : Var_Spd_AC_Mtr-NC : 6 | School | Var_Spd_AC_Mtr-NC | 6 | 100% | 657.1% | 657.1% | 657.1% | 657.1% | 7.781% | 10.23% | 11.2% | 37.25% | 33.54% | Motor
[5 empty] | School : Var_Spd_AC_Mtr-NC | School : Var_Spd_AC_Mtr-NC : 8 | School | Var_Spd_AC_Mtr-NC | 8 | 100% | 218.2% | 218.2% | 63.64% | 218.2% | 8.118% | 11.18% | 11.02% | 37.05% | 32.64% | Motor
[5 empty] | School : Var_Spd_AC_Mtr-NC | School : Var_Spd_AC_Mtr-NC : 9 | School | Var_Spd_AC_Mtr-NC | 9 | 100% | 385.7% | 200% | 171.4% | 385.7% | 7.554% | 11.12% | 11.68% | 38.39% | 31.25% | Motor
[5 empty] | School : Var_Spd_AC_Mtr-NC | School : Var_Spd_AC_Mtr-NC : 10 | School | Var_Spd_AC_Mtr-NC | 10 | 100% | 100% | 116.7% | 216.7% | 516.7% | 6.715% | 11.02% | 13.3% | 37.07% | 31.89% | Motor
[5 empty] | School : Var_Spd_AC_Mtr-NC | School : Var_Spd_AC_Mtr-NC : 13 | School | Var_Spd_AC_Mtr-NC | 13 | 100% | 133.3% | 166.7% | 183.3% | 250% | 7.16% | 12% | 17.36% | 36% | 27.16% | Motor
[5 empty] | School : Var_Spd_AC_Mtr-NC | School : Var_Spd_AC_Mtr-NC : 14 | School | Var_Spd_AC_Mtr-NC | 14 | 100% | 112.5% | 75% | 137.5% | 300% | 6.653% | 12.13% | 18.03% | 36.29% | 26.9% | Motor
[5 empty] | School : Var_Spd_AC_Mtr-NC | School : Var_Spd_AC_Mtr-NC : 15 | School | Var_Spd_AC_Mtr-NC | 15 | 100% | 130.8% | 53.85% | 130.8% | 130.8% | 6.836% | 10.68% | 16.55% | 39% | 26.56% | Motor
[5 empty] | School : Var_Spd_AC_Mtr-NC | School : Var_Spd_AC_Mtr-NC : 16 | School | Var_Spd_AC_Mtr-NC | 16 | 100% | 183.3% | 250% | 233.3% | 466.7% | 12.88% | 18.06% | 15.1% | 28.99% | 24.98% | Motor
[5 empty] | Small_Office : Var_Spd_AC_Mtr-NC | Small_Office : Var_Spd_AC_Mtr-NC : 6 | Small_Office | Var_Spd_AC_Mtr-NC | 6 | 100% | 46.15% | 76.92% | 84.62% | 100% | 10.57% | 14.63% | 8.505% | 52% | 14.18% | Motor
[5 empty] | Small_Office : Var_Spd_AC_Mtr-NC | Small_Office : Var_Spd_AC_Mtr-NC : 8 | Small_Office | Var_Spd_AC_Mtr-NC | 8 | 100% | 100% | 100% | 100% | 100% | 9.88% | 14.22% | 8.728% | 51.95% | 15.22% | Motor
[5 empty] | Small_Office : Var_Spd_AC_Mtr-NC | Small_Office : Var_Spd_AC_Mtr-NC : 9 | Small_Office | Var_Spd_AC_Mtr-NC | 9 | 100% | 100% | 141.7% | 108.3% | 158.3% | 11.76% | 14.23% | 8.677% | 51.97% | 13.36% | Motor
[5 empty] | Small_Office : Var_Spd_AC_Mtr-NC | Small_Office : Var_Spd_AC_Mtr-NC : 10 | Small_Office | Var_Spd_AC_Mtr-NC | 10 | 100% | 166.7% | 200% | 166.7% | 200% | 11.94% | 14.36% | 8.961% | 52.75% | 11.99% | Motor
[5 empty] | Small_Office : Var_Spd_AC_Mtr-NC | Small_Office : Var_Spd_AC_Mtr-NC : 13 | Small_Office | Var_Spd_AC_Mtr-NC | 13 | 100% | 88.89% | 133.3% | 55.56% | 166.7% | 11.69% | 12.76% | 9.684% | 52% | 13.91% | Motor
[5 empty] | Small_Office : Var_Spd_AC_Mtr-NC | Small_Office : Var_Spd_AC_Mtr-NC : 14 | Small_Office | Var_Spd_AC_Mtr-NC | 14 | 100% | 81.82% | 145.5% | 145.5% | 145.5% | 12.75% | 14.93% | 9.154% | 50.05% | 13.12% | Motor
[5 empty] | Small_Office : Var_Spd_AC_Mtr-NC | Small_Office : Var_Spd_AC_Mtr-NC : 15 | Small_Office | Var_Spd_AC_Mtr-NC | 15 | 100% | 100% | 94.74% | 89.47% | 100% | 14.55% | 9.793% | 8.01% | 53.37% | 14.28% | Motor
[5 empty] | Small_Office : Var_Spd_AC_Mtr-NC | Small_Office : Var_Spd_AC_Mtr-NC : 16 | Small_Office | Var_Spd_AC_Mtr-NC | 16 | 100% | 57.14% | 100% | 200% | 200% | 9.384% | 13.81% | 7.84% | 50.9% | 18.07% | Motor
[5 empty] | Assembly : DayLt_Cntrl-NC | Assembly : DayLt_Cntrl-NC : 6 | Assembly | DayLt_Cntrl-NC | 6 | 100% | 100% | 67% | 100% | 100% | 13% | 12% | 13% | 40% | 22% | Lighting
[5 empty] | Assembly : DayLt_Cntrl-NC | Assembly : DayLt_Cntrl-NC : 8 | Assembly | DayLt_Cntrl-NC | 8 | 100% | 100% | 100% | 100% | 67% | 13% | 13% | 13% | 40% | 21% | Lighting
[5 empty] | Assembly : DayLt_Cntrl-NC | Assembly : DayLt_Cntrl-NC : 9 | Assembly | DayLt_Cntrl-NC | 9 | 100% | 33% | 67% | 67% | 100% | 14% | 12% | 13% | 40% | 21% | Lighting
[5 empty] | Assembly : DayLt_Cntrl-NC | Assembly : DayLt_Cntrl-NC : 10 | Assembly | DayLt_Cntrl-NC | 10 | 100% | 100% | 100% | 67% | 67% | 14% | 12% | 13% | 40% | 21% | Lighting
[5 empty] | Assembly : DayLt_Cntrl-NC | Assembly : DayLt_Cntrl-NC : 13 | Assembly | DayLt_Cntrl-NC | 13 | 100% | 100% | 100% | 67% | 100% | 14% | 13% | 13% | 40% | 20% | Lighting
[5 empty] | Assembly : DayLt_Cntrl-NC | Assembly : DayLt_Cntrl-NC : 14 | Assembly | DayLt_Cntrl-NC | 14 | 100% | 100% | 67% | 100% | 100% | 14% | 13% | 13% | 39% | 21% | Lighting
[5 empty] | Assembly : DayLt_Cntrl-NC | Assembly : DayLt_Cntrl-NC : 15 | Assembly | DayLt_Cntrl-NC | 15 | 100% | 67% | 100% | 67% | 67% | 15% | 13% | 13% | 39% | 20% | Lighting
[5 empty] | Assembly : DayLt_Cntrl-NC | Assembly : DayLt_Cntrl-NC : 16 | Assembly | DayLt_Cntrl-NC | 16 | 100% | 100% | 67% | 67% | 67% | 14% | 13% | 13% | 39.5% | 20% | Lighting
[5 empty] | College_University : DayLt_Cntrl-NC | College_University : DayLt_Cntrl-NC : 6 | College_University | DayLt_Cntrl-NC | 6 | 100% | 39.37% | 53.54% | 40.16% | 70.87% | 17.29% | 14.67% | 7.93% | 44.74% | 15.37% | Lighting
[5 empty] | College_University : DayLt_Cntrl-NC | College_University : DayLt_Cntrl-NC : 8 | College_University | DayLt_Cntrl-NC | 8 | 100% | 51.11% | 78.52% | 65.93% | 94.07% | 17.73% | 14.43% | 9.337% | 44.21% | 14.29% | Lighting
[5 empty] | College_University : DayLt_Cntrl-NC | College_University : DayLt_Cntrl-NC : 9 | College_University | DayLt_Cntrl-NC | 9 | 100% | 57.98% | 92.44% | 54.62% | 75.63% | 17.68% | 14.98% | 8.907% | 43.82% | 14.61% | Lighting
[5 empty] | College_University : DayLt_Cntrl-NC | College_University : DayLt_Cntrl-NC : 10 | College_University | DayLt_Cntrl-NC | 10 | 100% | 58.62% | 68.97% | 37.07% | 44.83% | 17.71% | 14.95% | 10.37% | 42.83% | 14.14% | Lighting
[5 empty] | College_University : DayLt_Cntrl-NC | College_University : DayLt_Cntrl-NC : 13 | College_University | DayLt_Cntrl-NC | 13 | 100% | 49.61% | 68.22% | 51.94% | 32.56% | 17.4% | 15.82% | 13.1% | 40.5% | 13.19% | Lighting
[5 empty] | College_University : DayLt_Cntrl-NC | College_University : DayLt_Cntrl-NC : 14 | College_University | DayLt_Cntrl-NC | 14 | 100% | 45.9% | 81.15% | 45.9% | 20.49% | 17.35% | 15.49% | 13.44% | 39.77% | 13.95% | Lighting
[5 empty] | College_University : DayLt_Cntrl-NC | College_University : DayLt_Cntrl-NC : 15 | College_University | DayLt_Cntrl-NC | 15 | 100% | 60.66% | 72.95% | 49.18% | 36.07% | 15.87% | 14.17% | 15.24% | 40.92% | 13.8% | Lighting
[5 empty] | College_University : DayLt_Cntrl-NC | College_University : DayLt_Cntrl-NC : 16 | College_University | DayLt_Cntrl-NC | 16 | 100% | 57.03% | 76.56% | 42.97% | 73.44% | 20.49% | 17.07% | 10.89% | 41.18% | 10.38% | Lighting
[5 empty] | Fast_Food_Restaurant : DayLt_Cntrl-NC | Fast_Food_Restaurant : DayLt_Cntrl-NC : 6 | Fast_Food_Restaurant | DayLt_Cntrl-NC | 6 | 100% | 33.33% | 66.67% | 66.67% | 100% | 17.59% | 10.15% | 12.97% | 38.92% | 20.38% | Lighting
[5 empty] | Fast_Food_Restaurant : DayLt_Cntrl-NC | Fast_Food_Restaurant : DayLt_Cntrl-NC : 8 | Fast_Food_Restaurant | DayLt_Cntrl-NC | 8 | 100% | 100% | 100% | 100% | 100% | 17.75% | 10.01% | 13.19% | 38.73% | 20.31% | Lighting
[5 empty] | Fast_Food_Restaurant : DayLt_Cntrl-NC | Fast_Food_Restaurant : DayLt_Cntrl-NC : 9 | Fast_Food_Restaurant | DayLt_Cntrl-NC | 9 | 100% | 100% | 100% | 100% | 100% | 17.7% | 9.875% | 13.06% | 38.8% | 21% | Lighting
[5 empty] | Fast_Food_Restaurant : DayLt_Cntrl-NC | Fast_Food_Restaurant : DayLt_Cntrl-NC : 10 | Fast_Food_Restaurant | DayLt_Cntrl-NC | 10 | 100% | 100% | 100% | 100% | 100% | 17.88% | 9.713% | 13.32% | 38.77% | 20.32% | Lighting
[5 empty] | Fast_Food_Restaurant : DayLt_Cntrl-NC | Fast_Food_Restaurant : DayLt_Cntrl-NC : 13 | Fast_Food_Restaurant | DayLt_Cntrl-NC | 13 | 100% | 100% | 100% | 100% | 100% | 17.98% | 10.51% | 14.24% | 37.43% | 19.84% | Lighting
[5 empty] | Fast_Food_Restaurant : DayLt_Cntrl-NC | Fast_Food_Restaurant : DayLt_Cntrl-NC : 14 | Fast_Food_Restaurant | DayLt_Cntrl-NC | 14 | 100% | 100% | 100% | 50% | 100% | 17.86% | 9.841% | 13.98% | 38% | 20.32% | Lighting
[5 empty] | Fast_Food_Restaurant : DayLt_Cntrl-NC | Fast_Food_Restaurant : DayLt_Cntrl-NC : 15 | Fast_Food_Restaurant | DayLt_Cntrl-NC | 15 | 100% | 100% | 100% | 100% | 100% | 17.87% | 9.709% | 14.02% | 37.27% | 21.13% | Lighting
[5 empty] | Fast_Food_Restaurant : DayLt_Cntrl-NC | Fast_Food_Restaurant : DayLt_Cntrl-NC : 16 | Fast_Food_Restaurant | DayLt_Cntrl-NC | 16 | 100% | 100% | 100% | 100% | 100% | 18.69% | 11.44% | 14.63% | 36.8% | 18.44% | Lighting
[5 empty] | Grocery_Store : DayLt_Cntrl-NC | Grocery_Store : DayLt_Cntrl-NC : 6 | Grocery_Store | DayLt_Cntrl-NC | 6 | 100% | 100% | 100% | 100% | 90% | 14.48% | 14.83% | 20.75% | 29.43% | 20.51% | Lighting
[5 empty] | Grocery_Store : DayLt_Cntrl-NC | Grocery_Store : DayLt_Cntrl-NC : 8 | Grocery_Store | DayLt_Cntrl-NC | 8 | 100% | 100% | 100% | 100% | 100% | 13.9% | 14.42% | 20.71% | 30.33% | 20.64% | Lighting
[5 empty] | Grocery_Store : DayLt_Cntrl-NC | Grocery_Store : DayLt_Cntrl-NC : 9 | Grocery_Store | DayLt_Cntrl-NC | 9 | 100% | 100% | 100% | 92.31% | 84.62% | 13.89% | 15.51% | 20.52% | 30.36% | 19.73% | Lighting
[5 empty] | Grocery_Store : DayLt_Cntrl-NC | Grocery_Store : DayLt_Cntrl-NC : 10 | Grocery_Store | DayLt_Cntrl-NC | 10 | 100% | 100% | 91.67% | 100% | 91.67% | 13.34% | 16.21% | 21.75% | 30.31% | 18.39% | Lighting
[5 empty] | Grocery_Store : DayLt_Cntrl-NC | Grocery_Store : DayLt_Cntrl-NC : 13 | Grocery_Store | DayLt_Cntrl-NC | 13 | 100% | 100% | 100% | 100% | 100% | 13.23% | 17.64% | 26.48% | 24.82% | 17.83% | Lighting
[5 empty] | Grocery_Store : DayLt_Cntrl-NC | Grocery_Store : DayLt_Cntrl-NC : 14 | Grocery_Store | DayLt_Cntrl-NC | 14 | 100% | 91.67% | 100% | 100% | 100% | 13.42% | 17.5% | 26.68% | 24.78% | 17.62% | Lighting
[5 empty] | Grocery_Store : DayLt_Cntrl-NC | Grocery_Store : DayLt_Cntrl-NC : 15 | Grocery_Store | DayLt_Cntrl-NC | 15 | 100% | 92.86% | 100% | 92.86% | 100% | 9.896% | 13.43% | 24.96% | 27.78% | 23.94% | Lighting
[5 empty] | Grocery_Store : DayLt_Cntrl-NC | Grocery_Store : DayLt_Cntrl-NC : 16 | Grocery_Store | DayLt_Cntrl-NC | 16 | 100% | 80% | 100% | 80% | 70% | 18.31% | 18.04% | 20.47% | 25.5% | 18% | Lighting
[5 empty] | Hospital : DayLt_Cntrl-NC | Hospital : DayLt_Cntrl-NC : 6 | Hospital | DayLt_Cntrl-NC | 6 | 100% | 88% | 81% | 100% | 75% | 14% | 11% | 15% | 40% | 20% | Lighting
[5 empty] | Hospital : DayLt_Cntrl-NC | Hospital : DayLt_Cntrl-NC : 8 | Hospital | DayLt_Cntrl-NC | 8 | 100% | 94% | 100% | 94% | 94% | 15% | 12% | 15% | 41% | 17% | Lighting
[5 empty] | Hospital : DayLt_Cntrl-NC | Hospital : DayLt_Cntrl-NC : 9 | Hospital | DayLt_Cntrl-NC | 9 | 100% | 89% | 89% | 84% | 84% | 16% | 11% | 15% | 40% | 18% | Lighting
[5 empty] | Hospital : DayLt_Cntrl-NC | Hospital : DayLt_Cntrl-NC : 10 | Hospital | DayLt_Cntrl-NC | 10 | 100% | 82% | 73% | 82% | 5% | 17% | 12% | 16% | 39% | 16% | Lighting
[5 empty] | Hospital : DayLt_Cntrl-NC | Hospital : DayLt_Cntrl-NC : 13 | Hospital | DayLt_Cntrl-NC | 13 | 100% | 93% | 86% | 79% | 79% | 16% | 12% | 17% | 39% | 16% | Lighting
[5 empty] | Hospital : DayLt_Cntrl-NC | Hospital : DayLt_Cntrl-NC : 14 | Hospital | DayLt_Cntrl-NC | 14 | 100% | 73% | 93% | 73% | 80% | 16% | 12% | 17% | 40% | 15% | Lighting
[5 empty] | Hospital : DayLt_Cntrl-NC | Hospital : DayLt_Cntrl-NC : 15 | Hospital | DayLt_Cntrl-NC | 15 | 100% | 100% | 77% | 73% | 55% | 16% | 12% | 18% | 36% | 18% | Lighting
[5 empty] | Hospital : DayLt_Cntrl-NC | Hospital : DayLt_Cntrl-NC : 16 | Hospital | DayLt_Cntrl-NC | 16 | 100% | 73% | 100% | 100% | 60% | 18% | 13% | 17% | 40% | 12% | Lighting
[5 empty] | Large_Office : DayLt_Cntrl-NC | Large_Office : DayLt_Cntrl-NC : 6 | Large_Office | DayLt_Cntrl-NC | 6 | 100% | 92.99% | 73.25% | 100% | 53.5% | 22.97% | 17.84% | 6.972% | 44.64% | 7.583% | Lighting
[5 empty] | Large_Office : DayLt_Cntrl-NC | Large_Office : DayLt_Cntrl-NC : 8 | Large_Office | DayLt_Cntrl-NC | 8 | 100% | 81.7% | 75.82% | 100% | 44.44% | 21.82% | 18.04% | 7.322% | 44.96% | 7.871% | Lighting
[5 empty] | Large_Office : DayLt_Cntrl-NC | Large_Office : DayLt_Cntrl-NC : 9 | Large_Office | DayLt_Cntrl-NC | 9 | 100% | 73.65% | 50.9% | 91.62% | 37.72% | 22.96% | 17.41% | 6.98% | 44.81% | 7.85% | Lighting
[5 empty] | Large_Office : DayLt_Cntrl-NC | Large_Office : DayLt_Cntrl-NC : 10 | Large_Office | DayLt_Cntrl-NC | 10 | 100% | 88.41% | 88.41% | 78.66% | 28.66% | 22.81% | 17.72% | 7.343% | 44.66% | 7.467% | Lighting
[5 empty] | Large_Office : DayLt_Cntrl-NC | Large_Office : DayLt_Cntrl-NC : 13 | Large_Office | DayLt_Cntrl-NC | 13 | 100% | 81.76% | 75.47% | 89.31% | 49.06% | 23.07% | 19.19% | 8.418% | 41% | 8% | Lighting
[5 empty] | Large_Office : DayLt_Cntrl-NC | Large_Office : DayLt_Cntrl-NC : 14 | Large_Office | DayLt_Cntrl-NC | 14 | 100% | 69.06% | 64.03% | 100% | 58.99% | 23.4% | 18.81% | 8.836% | 42.19% | 6.758% | Lighting
[5 empty] | Large_Office : DayLt_Cntrl-NC | Large_Office : DayLt_Cntrl-NC : 15 | Large_Office | DayLt_Cntrl-NC | 15 | 100% | 86.47% | 70.59% | 78.82% | 59.41% | 20.62% | 17.23% | 9.832% | 44% | 8% | Lighting
[5 empty] | Large_Office : DayLt_Cntrl-NC | Large_Office : DayLt_Cntrl-NC : 16 | Large_Office | DayLt_Cntrl-NC | 16 | 100% | 71.43% | 69.29% | 80% | 49.29% | 27.78% | 19.61% | 6.238% | 41.21% | 5.165% | Lighting
[5 empty] | School : DayLt_Cntrl-NC | School : DayLt_Cntrl-NC : 6 | School | DayLt_Cntrl-NC | 6 | 100% | 97.22% | 36.81% | 97.22% | 23.61% | 20.17% | 20.57% | 1.401% | 57.96% | 0% | Lighting
[5 empty] | School : DayLt_Cntrl-NC | School : DayLt_Cntrl-NC : 8 | School | DayLt_Cntrl-NC | 8 | 100% | 95.97% | 37.58% | 100% | 32.21% | 19.43% | 20.44% | 2.891% | 55% | 2% | Lighting
[5 empty] | School : DayLt_Cntrl-NC | School : DayLt_Cntrl-NC : 9 | School | DayLt_Cntrl-NC | 9 | 100% | 91.3% | 42.24% | 95.65% | 36.02% | 20.11% | 20.56% | 2.485% | 56% | 1% | Lighting
[5 empty] | School : DayLt_Cntrl-NC | School : DayLt_Cntrl-NC : 10 | School | DayLt_Cntrl-NC | 10 | 100% | 98.65% | 45.27% | 94.59% | 21.62% | 20.17% | 20.77% | 3.581% | 55% | 0.5% | Lighting
[5 empty] | School : DayLt_Cntrl-NC | School : DayLt_Cntrl-NC : 13 | School | DayLt_Cntrl-NC | 13 | 100% | 99.34% | 44.74% | 97.37% | 42.11% | 20.39% | 21.7% | 6.387% | 50.98% | 0.5377% | Lighting
[5 empty] | School : DayLt_Cntrl-NC | School : DayLt_Cntrl-NC : 14 | School | DayLt_Cntrl-NC | 14 | 100% | 88.67% | 47.33% | 94.67% | 36.67% | 20.96% | 22.16% | 6.226% | 51.13% | 0% | Lighting
[5 empty] | School : DayLt_Cntrl-NC | School : DayLt_Cntrl-NC : 15 | School | DayLt_Cntrl-NC | 15 | 100% | 93.64% | 53.18% | 89.6% | 42.77% | 18.08% | 19.28% | 8.515% | 53% | 1% | Lighting
[5 empty] | School : DayLt_Cntrl-NC | School : DayLt_Cntrl-NC : 16 | School | DayLt_Cntrl-NC | 16 | 100% | 92.25% | 22.54% | 89.44% | 23.94% | 23.37% | 22.52% | 2.539% | 51.86% | 0% | Lighting
[5 empty] | Sit_Down_Restaurant : DayLt_Cntrl-NC | Sit_Down_Restaurant : DayLt_Cntrl-NC : 6 | Sit_Down_Restaurant | DayLt_Cntrl-NC | 6 | 100% | 62.5% | 100% | 87.5% | 87.5% | 21.62% | 9.952% | 12.88% | 37.67% | 17.88% | Lighting
[5 empty] | Sit_Down_Restaurant : DayLt_Cntrl-NC | Sit_Down_Restaurant : DayLt_Cntrl-NC : 8 | Sit_Down_Restaurant | DayLt_Cntrl-NC | 8 | 100% | 66.67% | 100% | 100% | 100% | 21.48% | 9.905% | 13.09% | 37.66% | 17.86% | Lighting
[5 empty] | Sit_Down_Restaurant : DayLt_Cntrl-NC | Sit_Down_Restaurant : DayLt_Cntrl-NC : 9 | Sit_Down_Restaurant | DayLt_Cntrl-NC | 9 | 100% | 60% | 100% | 60% | 80% | 22.39% | 9.632% | 13.16% | 37.29% | 17.53% | Lighting
[5 empty] | Sit_Down_Restaurant : DayLt_Cntrl-NC | Sit_Down_Restaurant : DayLt_Cntrl-NC : 10 | Sit_Down_Restaurant | DayLt_Cntrl-NC | 10 | 100% | 66.67% | 100% | 77.78% | 77.78% | 22.14% | 9.748% | 13.38% | 37.23% | 17.51% | Lighting
[5 empty] | Sit_Down_Restaurant : DayLt_Cntrl-NC | Sit_Down_Restaurant : DayLt_Cntrl-NC : 13 | Sit_Down_Restaurant | DayLt_Cntrl-NC | 13 | 100% | 85.71% | 100% | 100% | 71.43% | 21.84% | 11.08% | 13.87% | 35.75% | 17.47% | Lighting
[5 empty] | Sit_Down_Restaurant : DayLt_Cntrl-NC | Sit_Down_Restaurant : DayLt_Cntrl-NC : 14 | Sit_Down_Restaurant | DayLt_Cntrl-NC | 14 | 100% | 71.43% | 100% | 71.43% | 71.43% | 21.48% | 10.16% | 13.57% | 36.88% | 17.9% | Lighting
[5 empty] | Sit_Down_Restaurant : DayLt_Cntrl-NC | Sit_Down_Restaurant : DayLt_Cntrl-NC : 15 | Sit_Down_Restaurant | DayLt_Cntrl-NC | 15 | 100% | 77.78% | 100% | 77.78% | 88.89% | 21.96% | 10.58% | 14.15% | 35.69% | 17.61% | Lighting
[5 empty] | Sit_Down_Restaurant : DayLt_Cntrl-NC | Sit_Down_Restaurant : DayLt_Cntrl-NC : 16 | Sit_Down_Restaurant | DayLt_Cntrl-NC | 16 | 100% | 42.86% | 100% | 85.71% | 57.14% | 22.05% | 11.51% | 13.86% | 36.1% | 16.48% | Lighting
[5 empty] | Small_Office : DayLt_Cntrl-NC | Small_Office : DayLt_Cntrl-NC : 6 | Small_Office | DayLt_Cntrl-NC | 6 | 100% | 100% | 61.54% | 84.62% | 61.54% | 21.83% | 16.56% | 5.285% | 47.95% | 8.369% | Lighting
[5 empty] | Small_Office : DayLt_Cntrl-NC | Small_Office : DayLt_Cntrl-NC : 8 | Small_Office | DayLt_Cntrl-NC | 8 | 100% | 72.73% | 72.73% | 100% | 54.55% | 21.05% | 16.4% | 5.331% | 48.69% | 8.529% | Lighting
[5 empty] | Small_Office : DayLt_Cntrl-NC | Small_Office : DayLt_Cntrl-NC : 9 | Small_Office | DayLt_Cntrl-NC | 9 | 100% | 100% | 91.67% | 100% | 66.67% | 22.22% | 15.6% | 5.345% | 48.51% | 8.315% | Lighting
[5 empty] | Small_Office : DayLt_Cntrl-NC | Small_Office : DayLt_Cntrl-NC : 10 | Small_Office | DayLt_Cntrl-NC | 10 | 100% | 71.43% | 71.43% | 78.57% | 50% | 22.38% | 15.54% | 5.647% | 48.07% | 8.361% | Lighting
[5 empty] | Small_Office : DayLt_Cntrl-NC | Small_Office : DayLt_Cntrl-NC : 13 | Small_Office | DayLt_Cntrl-NC | 13 | 100% | 81.82% | 72.73% | 100% | 81.82% | 21.09% | 17.03% | 6.575% | 47.19% | 8.121% | Lighting
[5 empty] | Small_Office : DayLt_Cntrl-NC | Small_Office : DayLt_Cntrl-NC : 14 | Small_Office | DayLt_Cntrl-NC | 14 | 100% | 75% | 83.33% | 91.67% | 41.67% | 20.74% | 16.53% | 6.668% | 47.47% | 8.593% | Lighting
[5 empty] | Small_Office : DayLt_Cntrl-NC | Small_Office : DayLt_Cntrl-NC : 15 | Small_Office | DayLt_Cntrl-NC | 15 | 100% | 69.23% | 61.54% | 84.62% | 61.54% | 21.05% | 15.74% | 7.011% | 47% | 9% | Lighting
[5 empty] | Small_Office : DayLt_Cntrl-NC | Small_Office : DayLt_Cntrl-NC : 16 | Small_Office | DayLt_Cntrl-NC | 16 | 100% | 75% | 75% | 100% | 66.67% | 21.71% | 17.06% | 6.064% | 47.82% | 7.346% | Lighting
[5 empty] | Small_Office : Economy_cycle-Ret | Small_Office : Economy_cycle-Ret : All | Small_Office | Economy_cycle-Ret | All | 100% | 90% | 28.93% | 77.23% | 19.8% | 0.24 | 0.18 | 0.11 | 0.36 | 0.12 | HVAC
[5 empty] | Large_Office : Economy_cycle-Ret | Large_Office : Economy_cycle-Ret : All | Large_Office | Economy_cycle-Ret | All | 100% | 100% | 53.19% | 86% | 41.88% | 0.14 | 0.12 | 0.14 | 0.39 | 0.21 | HVAC
[5 empty] | Restaurant : Economy_cycle-Ret | Restaurant : Economy_cycle-Ret : All | Restaurant | Economy_cycle-Ret | All | 100% | 99.4% | 15.03% | 69.06% | 30.97% | 0.19 | 0.19 | 0.05 | 0.45 | 0.12 | HVAC
[5 empty] | Small_Retail_Store : Economy_cycle-Ret | Small_Retail_Store : Economy_cycle-Ret : All | Small_Retail_Store | Economy_cycle-Ret | All | 100% | 89% | 35.34% | 84% | 15.44% | 0.29 | 0.23 | 0.06 | 0.37 | 0.05 | HVAC
[5 empty] | Large_Retail_Store : Economy_cycle-Ret | Large_Retail_Store : Economy_cycle-Ret : All | Large_Retail_Store | Economy_cycle-Ret | All | 100% | 98% | 57.5% | 86.45% | 39.35% | 0.17 | 0.2 | 0.12 | 0.41 | 0.09 | HVAC
[5 empty] | College_University : Economy_cycle-Ret | College_University : Economy_cycle-Ret : All | College_University | Economy_cycle-Ret | All | 100% | 97.88% | 84.6% | 84.49% | 58.6% | 0.1 | 0.12 | 0.22 | 0.25 | 0.3 | HVAC
[5 empty] | Misc._Commercial : Economy_cycle-Ret | Misc._Commercial : Economy_cycle-Ret : All | Misc._Commercial | Economy_cycle-Ret | All | 100% | 94% | 35.34% | 62.08% | 32% | 0.29 | 0.23 | 0.06 | 0.37 | 0.05 | HVAC
[5 empty] | Restaurant : Evap_Cooling-Ret | Restaurant : Evap_Cooling-Ret : All | Restaurant | Evap_Cooling-Ret | All | 100% | 99.4% | 15.03% | 69.06% | 30.97% | 0.19 | 0.19 | 0.05 | 0.45 | 0.12 | HVAC
[5 empty] | Small_Retail_Store : Evap_Cooling-Ret | Small_Retail_Store : Evap_Cooling-Ret : All | Small_Retail_Store | Evap_Cooling-Ret | All | 100% | 89% | 35.34% | 84% | 15.44% | 0.29 | 0.23 | 0.06 | 0.37 | 0.05 | HVAC
[5 empty] | Large_Retail_Store : Evap_Cooling-Ret | Large_Retail_Store : Evap_Cooling-Ret : All | Large_Retail_Store | Evap_Cooling-Ret | All | 100% | 98% | 57.5% | 86.45% | 39.35% | 0.17 | 0.2 | 0.12 | 0.41 | 0.09 | HVAC
[5 empty] | College_University : Evap_Cooling-Ret | College_University : Evap_Cooling-Ret : All | College_University | Evap_Cooling-Ret | All | 100% | 97.88% | 84.6% | 84.49% | 58.6% | 0.1 | 0.12 | 0.22 | 0.25 | 0.3 | HVAC
[5 empty] | Small_Retail_Store : Replace_Chiller-Ret | Small_Retail_Store : Replace_Chiller-Ret : All | Small_Retail_Store | Replace_Chiller-Ret | All | 100% | 90% | 28.93% | 77.23% | 19.8% | 0.24 | 0.18 | 0.11 | 0.36 | 0.12 | HVAC
[5 empty] | Large_Retail_Store : Replace_Chiller-Ret | Large_Retail_Store : Replace_Chiller-Ret : All | Large_Retail_Store | Replace_Chiller-Ret | All | 100% | 100% | 53.19% | 86% | 41.88% | 0.14 | 0.12 | 0.14 | 0.39 | 0.21 | HVAC
[5 empty] | Hospital : Replace_Chiller-Ret | Hospital : Replace_Chiller-Ret : All | Hospital | Replace_Chiller-Ret | All | 100% | 97.64% | 80.79% | 70.03% | 51.54% | 0.12 | 0.14 | 0.24 | 0.22 | 0.28 | HVAC
[5 empty] | Medical_Clinic : Replace_Chiller-Ret | Medical_Clinic : Replace_Chiller-Ret : All | Medical_Clinic | Replace_Chiller-Ret | All | 100% | 97.64% | 80.79% | 70.03% | 51.54% | 0.12 | 0.14 | 0.24 | 0.22 | 0.28 | HVAC
[5 empty] | Hotel_Motel : Replace_Chiller-Ret | Hotel_Motel : Replace_Chiller-Ret : All | Hotel_Motel | Replace_Chiller-Ret | All | 100% | 95.41% | 69.83% | 63.8% | 46.42% | 0.16 | 0.2 | 0.16 | 0.28 | 0.2 | HVAC
[5 empty] | Trans_Comm_Util : Replace_Chiller-Ret | Trans_Comm_Util : Replace_Chiller-Ret : All | Trans_Comm_Util | Replace_Chiller-Ret | All | 100% | 94% | 35.34% | 62.08% | 32% | 0.29 | 0.23 | 0.06 | 0.37 | 0.05 | HVAC
[5 empty] | Industrial : Replace_Chiller-Ret | Industrial : Replace_Chiller-Ret : All | Industrial | Replace_Chiller-Ret | All | 100% | 94.5% | 50.47% | 79.11% | 42.9% | 0.145 | 0.15 | 0.105 | 0.46 | 0.145 | HVAC
[5 empty] | Agricultural : Replace_Chiller-Ret | Agricultural : Replace_Chiller-Ret : All | Agricultural | Replace_Chiller-Ret | All | 100% | 94% | 38.97% | 82.61% | 26.9% | 0.185 | 0.17 | 0.135 | 0.335 | 0.18 | HVAC
[5 empty] | Small_Office : New_AC-Ret | Small_Office : New_AC-Ret : All | Small_Office | New_AC-Ret | All | 100% | 90% | 28.93% | 77.23% | 19.8% | 0.24 | 0.18 | 0.11 | 0.36 | 0.12 | HVAC
[5 empty] | Large_Office : New_AC-Ret | Large_Office : New_AC-Ret : All | Large_Office | New_AC-Ret | All | 100% | 100% | 53.19% | 86% | 41.88% | 0.14 | 0.12 | 0.14 | 0.39 | 0.21 | HVAC
[5 empty] | Restaurant : New_AC-Ret | Restaurant : New_AC-Ret : All | Restaurant | New_AC-Ret | All | 100% | 99.4% | 15.03% | 69.06% | 30.97% | 0.19 | 0.19 | 0.05 | 0.45 | 0.12 | HVAC
[5 empty] | Small_Retail_Store : New_AC-Ret | Small_Retail_Store : New_AC-Ret : All | Small_Retail_Store | New_AC-Ret | All | 100% | 89% | 35.34% | 84% | 15.44% | 0.29 | 0.23 | 0.06 | 0.37 | 0.05 | HVAC
[5 empty] | Large_Retail_Store : New_AC-Ret | Large_Retail_Store : New_AC-Ret : All | Large_Retail_Store | New_AC-Ret | All | 100% | 98% | 57.5% | 86.45% | 39.35% | 0.17 | 0.2 | 0.12 | 0.41 | 0.09 | HVAC
[5 empty] | Food_Store : New_AC-Ret | Food_Store : New_AC-Ret : All | Food_Store | New_AC-Ret | All | 100% | 97.64% | 80.79% | 70.03% | 51.54% | 0.12 | 0.14 | 0.24 | 0.22 | 0.28 | HVAC
[5 empty] | Refrigerated_Warehouse : New_AC-Ret | Refrigerated_Warehouse : New_AC-Ret : All | Refrigerated_Warehouse | New_AC-Ret | All | 100% | 99% | 72% | 81% | 66% | 0.05 | 0.12 | 0.1 | 0.56 | 0.17 | HVAC
[5 empty] | Non-Refrig._Warehouse : New_AC-Ret | Non-Refrig._Warehouse : New_AC-Ret : All | Non-Refrig._Warehouse | New_AC-Ret | All | 100% | 113% | 49% | 88% | 34% | 0.13 | 0.16 | 0.16 | 0.31 | 0.24 | HVAC
[5 empty] | K_thru_12_School : New_AC-Ret | K_thru_12_School : New_AC-Ret : All | K_thru_12_School | New_AC-Ret | All | 100% | 97.93% | 54.61% | 100% | 43.31% | 0.1 | 0.08 | 0.02 | 0.72 | 0.08 | HVAC
[5 empty] | College_University : New_AC-Ret | College_University : New_AC-Ret : All | College_University | New_AC-Ret | All | 100% | 97.88% | 84.6% | 84.49% | 58.6% | 0.1 | 0.12 | 0.22 | 0.25 | 0.3 | HVAC
[5 empty] | Hospital : New_AC-Ret | Hospital : New_AC-Ret : All | Hospital | New_AC-Ret | All | 100% | 97.64% | 80.79% | 70.03% | 51.54% | 0.12 | 0.14 | 0.24 | 0.22 | 0.28 | HVAC
[5 empty] | Medical_Clinic : New_AC-Ret | Medical_Clinic : New_AC-Ret : All | Medical_Clinic | New_AC-Ret | All | 100% | 97.64% | 80.79% | 70.03% | 51.54% | 0.12 | 0.14 | 0.24 | 0.22 | 0.28 | HVAC
[5 empty] | Hotel_Motel : New_AC-Ret | Hotel_Motel : New_AC-Ret : All | Hotel_Motel | New_AC-Ret | All | 100% | 95.41% | 69.83% | 63.8% | 46.42% | 0.16 | 0.2 | 0.16 | 0.28 | 0.2 | HVAC
[5 empty] | Trans_Comm_Util : New_AC-Ret | Trans_Comm_Util : New_AC-Ret : All | Trans_Comm_Util | New_AC-Ret | All | 100% | 94% | 35.34% | 62.08% | 32% | 0.29 | 0.23 | 0.06 | 0.37 | 0.05 | HVAC
[5 empty] | Misc._Commercial : New_AC-Ret | Misc._Commercial : New_AC-Ret : All | Misc._Commercial | New_AC-Ret | All | 100% | 94% | 35.34% | 62.08% | 32% | 0.29 | 0.23 | 0.06 | 0.37 | 0.05 | HVAC
[5 empty] | Industrial : New_AC-Ret | Industrial : New_AC-Ret : All | Industrial | New_AC-Ret | All | 100% | 95% | 50% | 79% | 43% | 0.145 | 0.15 | 0.105 | 0.46 | 0.145 | HVAC
[5 empty] | Agricultural : New_AC-Ret | Agricultural : New_AC-Ret : All | Agricultural | New_AC-Ret | All | 100% | 94% | 39% | 83% | 27% | 0.185 | 0.17 | 0.135 | 0.335 | 0.18 | HVAC
[5 empty] | Small_Office : New_HtPmp-Ret | Small_Office : New_HtPmp-Ret : All | Small_Office | New_HtPmp-Ret | All | 0% | 0% | 0% | 100% | 52.53% | 0 | 0 | 0 | 0.5511 | 0.4489 | HVAC
[5 empty] | Large_Office : New_HtPmp-Ret | Large_Office : New_HtPmp-Ret : All | Large_Office | New_HtPmp-Ret | All | 0% | 0% | 0% | 100% | 34.46% | 0 | 0 | 0 | 0.5511 | 0.4489 | HVAC
[5 empty] | Restaurant : New_HtPmp-Ret | Restaurant : New_HtPmp-Ret : All | Restaurant | New_HtPmp-Ret | All | 0% | 0% | 0% | 100% | 66.19% | 0 | 0 | 0 | 0.37886 | 0.62114 | HVAC
[5 empty] | Small_Retail_Store : New_HtPmp-Ret | Small_Retail_Store : New_HtPmp-Ret : All | Small_Retail_Store | New_HtPmp-Ret | All | 0% | 0% | 0% | 100% | 40.08% | 0 | 0 | 0 | 0.35984 | 0.64016 | HVAC
[5 empty] | Large_Retail_Store : New_HtPmp-Ret | Large_Retail_Store : New_HtPmp-Ret : All | Large_Retail_Store | New_HtPmp-Ret | All | 0% | 0% | 0% | 100% | 50.8% | 0 | 0 | 0 | 0.40651 | 0.59349 | HVAC
[5 empty] | Food_Store : New_HtPmp-Ret | Food_Store : New_HtPmp-Ret : All | Food_Store | New_HtPmp-Ret | All | 0% | 0% | 0% | 79.77% | 100% | 0 | 0 | 0 | 0.37363 | 0.62637 | HVAC
[5 empty] | Refrigerated_Warehouse : New_HtPmp-Ret | Refrigerated_Warehouse : New_HtPmp-Ret : All | Refrigerated_Warehouse | New_HtPmp-Ret | All | 0% | 0% | 0% | 100% | 20.96% | 0 | 0 | 0 | 0.61869 | 0.38131 | HVAC
[5 empty] | Non-Refrig._Warehouse : New_HtPmp-Ret | Non-Refrig._Warehouse : New_HtPmp-Ret : All | Non-Refrig._Warehouse | New_HtPmp-Ret | All | 0% | 0% | 0% | 100% | 15.42% | 0 | 0 | 0 | 0.56576 | 0.43424 | HVAC
[5 empty] | K_thru_12_School : New_HtPmp-Ret | K_thru_12_School : New_HtPmp-Ret : All | K_thru_12_School | New_HtPmp-Ret | All | 0% | 0% | 0% | 100% | 49.5% | 0 | 0 | 0 | 0.56576 | 0.43424 | HVAC
[5 empty] | College_University : New_HtPmp-Ret | College_University : New_HtPmp-Ret : All | College_University | New_HtPmp-Ret | All | 0% | 0% | 0% | 87.78% | 100% | 0 | 0 | 0 | 0.37886 | 0.62114 | HVAC
[5 empty] | Hospital : New_HtPmp-Ret | Hospital : New_HtPmp-Ret : All | Hospital | New_HtPmp-Ret | All | 0% | 0% | 0% | 79.77% | 100% | 0 | 0 | 0 | 0.37363 | 0.62637 | HVAC
[5 empty] | Medical_Clinic : New_HtPmp-Ret | Medical_Clinic : New_HtPmp-Ret : All | Medical_Clinic | New_HtPmp-Ret | All | 0% | 0% | 0% | 79.77% | 100% | 0 | 0 | 0 | 0.37363 | 0.62637 | HVAC
[5 empty] | Hotel_Motel : New_HtPmp-Ret | Hotel_Motel : New_HtPmp-Ret : All | Hotel_Motel | New_HtPmp-Ret | All | 0% | 0% | 0% | 100% | 67.68% | 0 | 0 | 0 | 0.37886 | 0.62114 | HVAC
[5 empty] | Trans_Comm_Util : New_HtPmp-Ret | Trans_Comm_Util : New_HtPmp-Ret : All | Trans_Comm_Util | New_HtPmp-Ret | All | 0% | 0% | 0% | 100% | 37.77% | 0 | 0 | 0 | 0.37363 | 0.62637 | HVAC
[5 empty] | Misc._Commercial : New_HtPmp-Ret | Misc._Commercial : New_HtPmp-Ret : All | Misc._Commercial | New_HtPmp-Ret | All | 0% | 0% | 0% | 100% | 30.18% | 0 | 0 | 0 | 0.42738 | 0.57262 | HVAC
[5 empty] | Industrial : New_HtPmp-Ret | Industrial : New_HtPmp-Ret : All | Industrial | New_HtPmp-Ret | All | 0% | 0% | 0% | 100% | 36.75% | 0 | 0 | 0 | 0.38406 | 0.61594 | HVAC
[5 empty] | Agricultural : New_HtPmp-Ret | Agricultural : New_HtPmp-Ret : All | Agricultural | New_HtPmp-Ret | All | 0% | 0% | 0% | 100% | 33.97% | 0 | 0 | 0 | 0.5078 | 0.4922 | HVAC
[5 empty] | Small_Office : Roof_insul-Ret | Small_Office : Roof_insul-Ret : All | Small_Office | Roof_insul-Ret | All | 100% | 90% | 28.93% | 77.23% | 19.8% | 0.24 | 0.18 | 0.11 | 0.36 | 0.12 | HVAC
[5 empty] | Large_Office : Roof_insul-Ret | Large_Office : Roof_insul-Ret : All | Large_Office | Roof_insul-Ret | All | 100% | 100% | 53.19% | 86% | 41.88% | 0.14 | 0.12 | 0.14 | 0.39 | 0.21 | HVAC
[5 empty] | Small_Retail_Store : Roof_insul-Ret | Small_Retail_Store : Roof_insul-Ret : All | Small_Retail_Store | Roof_insul-Ret | All | 100% | 89% | 35.34% | 84% | 15.44% | 0.29 | 0.23 | 0.06 | 0.37 | 0.05 | HVAC
[5 empty] | Large_Retail_Store : Roof_insul-Ret | Large_Retail_Store : Roof_insul-Ret : All | Large_Retail_Store | Roof_insul-Ret | All | 100% | 98% | 57.5% | 86.45% | 39.35% | 0.17 | 0.2 | 0.12 | 0.41 | 0.09 | HVAC
[5 empty] | Food_Store : Roof_insul-Ret | Food_Store : Roof_insul-Ret : All | Food_Store | Roof_insul-Ret | All | 100% | 97.64% | 80.79% | 70.03% | 51.54% | 0.12 | 0.14 | 0.24 | 0.22 | 0.28 | HVAC
[5 empty] | Non-Refrig._Warehouse : Roof_insul-Ret | Non-Refrig._Warehouse : Roof_insul-Ret : All | Non-Refrig._Warehouse | Roof_insul-Ret | All | 100% | 98% | 49% | 88% | 34% | 0.13 | 0.16 | 0.16 | 0.31 | 0.24 | HVAC
[5 empty] | K_thru_12_School : Roof_insul-Ret | K_thru_12_School : Roof_insul-Ret : All | K_thru_12_School | Roof_insul-Ret | All | 100% | 97.93% | 54.61% | 100% | 43.31% | 0.1 | 0.08 | 0.02 | 0.72 | 0.08 | HVAC
[5 empty] | College_University : Roof_insul-Ret | College_University : Roof_insul-Ret : All | College_University | Roof_insul-Ret | All | 100% | 97.88% | 84.6% | 84.49% | 58.6% | 0.1 | 0.12 | 0.22 | 0.25 | 0.3 | HVAC
[5 empty] | Hospital : Roof_insul-Ret | Hospital : Roof_insul-Ret : All | Hospital | Roof_insul-Ret | All | 100% | 97.64% | 80.79% | 70.03% | 51.54% | 0.12 | 0.14 | 0.24 | 0.22 | 0.28 | HVAC
[5 empty] | Medical_Clinic : Roof_insul-Ret | Medical_Clinic : Roof_insul-Ret : All | Medical_Clinic | Roof_insul-Ret | All | 100% | 97.64% | 80.79% | 70.03% | 51.54% | 0.12 | 0.14 | 0.24 | 0.22 | 0.28 | HVAC
[5 empty] | Hotel_Motel : Roof_insul-Ret | Hotel_Motel : Roof_insul-Ret : All | Hotel_Motel | Roof_insul-Ret | All | 100% | 95.41% | 69.83% | 63.8% | 46.42% | 0.16 | 0.2 | 0.16 | 0.28 | 0.2 | HVAC
[5 empty] | Trans_Comm_Util : Roof_insul-Ret | Trans_Comm_Util : Roof_insul-Ret : All | Trans_Comm_Util | Roof_insul-Ret | All | 100% | 94% | 35.34% | 62.08% | 32% | 0.29 | 0.23 | 0.06 | 0.37 | 0.05 | HVAC
[5 empty] | Misc._Commercial : Roof_insul-Ret | Misc._Commercial : Roof_insul-Ret : All | Misc._Commercial | Roof_insul-Ret | All | 100% | 94% | 35.34% | 62.08% | 32% | 0.29 | 0.23 | 0.06 | 0.37 | 0.05 | HVAC
[5 empty] | Industrial : Roof_insul-Ret | Industrial : Roof_insul-Ret : All | Industrial | Roof_insul-Ret | All | 100% | 94.5% | 50.47% | 79.11% | 42.9% | 0.145 | 0.15 | 0.105 | 0.46 | 0.145 | HVAC
[5 empty] | Agricultural : Roof_insul-Ret | Agricultural : Roof_insul-Ret : All | Agricultural | Roof_insul-Ret | All | 100% | 94% | 38.97% | 82.61% | 26.9% | 0.185 | 0.17 | 0.135 | 0.335 | 0.18 | HVAC
[5 empty] | Small_Office : Wall_insul-Ret | Small_Office : Wall_insul-Ret : All | Small_Office | Wall_insul-Ret | All | 100% | 90% | 28.93% | 77.23% | 19.8% | 0.24 | 0.18 | 0.11 | 0.36 | 0.12 | HVAC
[5 empty] | Large_Office : Wall_insul-Ret | Large_Office : Wall_insul-Ret : All | Large_Office | Wall_insul-Ret | All | 100% | 100% | 53.19% | 86% | 41.88% | 0.14 | 0.12 | 0.14 | 0.39 | 0.21 | HVAC
[5 empty] | Small_Retail_Store : Wall_insul-Ret | Small_Retail_Store : Wall_insul-Ret : All | Small_Retail_Store | Wall_insul-Ret | All | 100% | 89% | 35.34% | 84% | 15.44% | 0.29 | 0.23 | 0.06 | 0.37 | 0.05 | HVAC
[5 empty] | Large_Retail_Store : Wall_insul-Ret | Large_Retail_Store : Wall_insul-Ret : All | Large_Retail_Store | Wall_insul-Ret | All | 100% | 98% | 57.5% | 86.45% | 39.35% | 0.17 | 0.2 | 0.12 | 0.41 | 0.09 | HVAC
[5 empty] | Food_Store : Wall_insul-Ret | Food_Store : Wall_insul-Ret : All | Food_Store | Wall_insul-Ret | All | 100% | 97.64% | 80.79% | 70.03% | 51.54% | 0.12 | 0.14 | 0.24 | 0.22 | 0.28 | HVAC
[5 empty] | Non-Refrig._Warehouse : Wall_insul-Ret | Non-Refrig._Warehouse : Wall_insul-Ret : All | Non-Refrig._Warehouse | Wall_insul-Ret | All | 100% | 98% | 49% | 88% | 34% | 0.13 | 0.16 | 0.16 | 0.31 | 0.24 | HVAC
[5 empty] | K_thru_12_School : Wall_insul-Ret | K_thru_12_School : Wall_insul-Ret : All | K_thru_12_School | Wall_insul-Ret | All | 100% | 97.93% | 54.61% | 100% | 43.31% | 0.1 | 0.08 | 0.02 | 0.72 | 0.08 | HVAC
[5 empty] | College_University : Wall_insul-Ret | College_University : Wall_insul-Ret : All | College_University | Wall_insul-Ret | All | 100% | 97.88% | 84.6% | 84.49% | 58.6% | 0.1 | 0.12 | 0.22 | 0.25 | 0.3 | HVAC
[5 empty] | Hospital : Wall_insul-Ret | Hospital : Wall_insul-Ret : All | Hospital | Wall_insul-Ret | All | 100% | 97.64% | 80.79% | 70.03% | 51.54% | 0.12 | 0.14 | 0.24 | 0.22 | 0.28 | HVAC
[5 empty] | Medical_Clinic : Wall_insul-Ret | Medical_Clinic : Wall_insul-Ret : All | Medical_Clinic | Wall_insul-Ret | All | 100% | 97.64% | 80.79% | 70.03% | 51.54% | 0.12 | 0.14 | 0.24 | 0.22 | 0.28 | HVAC
[5 empty] | Hotel_Motel : Wall_insul-Ret | Hotel_Motel : Wall_insul-Ret : All | Hotel_Motel | Wall_insul-Ret | All | 100% | 95.41% | 69.83% | 63.8% | 46.42% | 0.16 | 0.2 | 0.16 | 0.28 | 0.2 | HVAC
[5 empty] | Trans_Comm_Util : Wall_insul-Ret | Trans_Comm_Util : Wall_insul-Ret : All | Trans_Comm_Util | Wall_insul-Ret | All | 100% | 94% | 35.34% | 62.08% | 32% | 0.29 | 0.23 | 0.06 | 0.37 | 0.05 | HVAC
[5 empty] | Misc._Commercial : Wall_insul-Ret | Misc._Commercial : Wall_insul-Ret : All | Misc._Commercial | Wall_insul-Ret | All | 100% | 94% | 35.34% | 62.08% | 32% | 0.29 | 0.23 | 0.06 | 0.37 | 0.05 | HVAC
[5 empty] | Industrial : Wall_insul-Ret | Industrial : Wall_insul-Ret : All | Industrial | Wall_insul-Ret | All | 100% | 94.5% | 50.47% | 79.11% | 42.9% | 0.145 | 0.15 | 0.105 | 0.46 | 0.145 | HVAC
[5 empty] | Agricultural : Wall_insul-Ret | Agricultural : Wall_insul-Ret : All | Agricultural | Wall_insul-Ret | All | 100% | 94% | 38.97% | 82.61% | 26.9% | 0.185 | 0.17 | 0.135 | 0.335 | 0.18 | HVAC
[5 empty] | Small_Office : Window_Tint-Ret | Small_Office : Window_Tint-Ret : All | Small_Office | Window_Tint-Ret | All | 100% | 90% | 28.93% | 77.23% | 19.8% | 0.24 | 0.18 | 0.11 | 0.36 | 0.12 | HVAC
[5 empty] | Large_Office : Window_Tint-Ret | Large_Office : Window_Tint-Ret : All | Large_Office | Window_Tint-Ret | All | 100% | 100% | 53.19% | 86% | 41.88% | 0.14 | 0.12 | 0.14 | 0.39 | 0.21 | HVAC
[5 empty] | Small_Office : Reduce_Cooling_Load-Ret | Small_Office : Reduce_Cooling_Load-Ret : All | Small_Office | Reduce_Cooling_Load-Ret | All | 100% | 90% | 28.93% | 77.23% | 19.8% | 0.24 | 0.18 | 0.11 | 0.36 | 0.12 | HVAC
[5 empty] | Large_Office : Reduce_Cooling_Load-Ret | Large_Office : Reduce_Cooling_Load-Ret : All | Large_Office | Reduce_Cooling_Load-Ret | All | 100% | 100% | 53.19% | 86% | 41.88% | 0.14 | 0.12 | 0.14 | 0.39 | 0.21 | HVAC
[5 empty] | Small_Retail_Store : Reduce_Cooling_Load-Ret | Small_Retail_Store : Reduce_Cooling_Load-Ret : All | Small_Retail_Store | Reduce_Cooling_Load-Ret | All | 100% | 89% | 35.34% | 84% | 15.44% | 0.29 | 0.23 | 0.06 | 0.37 | 0.05 | HVAC
[5 empty] | Large_Retail_Store : Reduce_Cooling_Load-Ret | Large_Retail_Store : Reduce_Cooling_Load-Ret : All | Large_Retail_Store | Reduce_Cooling_Load-Ret | All | 100% | 98% | 57.5% | 86.45% | 39.35% | 0.17 | 0.2 | 0.12 | 0.41 | 0.09 | HVAC
[5 empty] | Food_Store : Reduce_Cooling_Load-Ret | Food_Store : Reduce_Cooling_Load-Ret : All | Food_Store | Reduce_Cooling_Load-Ret | All | 100% | 97.64% | 80.79% | 70.03% | 51.54% | 0.12 | 0.14 | 0.24 | 0.22 | 0.28 | HVAC
[5 empty] | Non-Refrig._Warehouse : Reduce_Cooling_Load-Ret | Non-Refrig._Warehouse : Reduce_Cooling_Load-Ret : All | Non-Refrig._Warehouse | Reduce_Cooling_Load-Ret | All | 100% | 98% | 49% | 88% | 34% | 0.13 | 0.16 | 0.16 | 0.31 | 0.24 | HVAC
[5 empty] | College_University : Reduce_Cooling_Load-Ret | College_University : Reduce_Cooling_Load-Ret : All | College_University | Reduce_Cooling_Load-Ret | All | 100% | 97.88% | 84.6% | 84.49% | 58.6% | 0.1 | 0.12 | 0.22 | 0.25 | 0.3 | HVAC
[5 empty] | Hotel_Motel : Reduce_Cooling_Load-Ret | Hotel_Motel : Reduce_Cooling_Load-Ret : All | Hotel_Motel | Reduce_Cooling_Load-Ret | All | 100% | 95.41% | 69.83% | 63.8% | 46.42% | 0.16 | 0.2 | 0.16 | 0.28 | 0.2 | HVAC
[5 empty] | Trans_Comm_Util : Reduce_Cooling_Load-Ret | Trans_Comm_Util : Reduce_Cooling_Load-Ret : All | Trans_Comm_Util | Reduce_Cooling_Load-Ret | All | 100% | 94% | 35.34% | 62.08% | 32% | 0.29 | 0.23 | 0.06 | 0.37 | 0.05 | HVAC
[5 empty] | Misc._Commercial : Reduce_Cooling_Load-Ret | Misc._Commercial : Reduce_Cooling_Load-Ret : All | Misc._Commercial | Reduce_Cooling_Load-Ret | All | 100% | 94% | 35.34% | 62.08% | 32% | 0.29 | 0.23 | 0.06 | 0.37 | 0.05 | HVAC
[5 empty] | Industrial : Reduce_Cooling_Load-Ret | Industrial : Reduce_Cooling_Load-Ret : All | Industrial | Reduce_Cooling_Load-Ret | All | 100% | 94.5% | 50.47% | 79.11% | 42.9% | 0.145 | 0.15 | 0.105 | 0.46 | 0.145 | HVAC
[5 empty] | Agricultural : Reduce_Cooling_Load-Ret | Agricultural : Reduce_Cooling_Load-Ret : All | Agricultural | Reduce_Cooling_Load-Ret | All | 100% | 94% | 38.97% | 82.61% | 26.9% | 0.185 | 0.17 | 0.135 | 0.335 | 0.18 | HVAC
[5 empty] | Food_Store : Lower_Cond_temp-Ret | Food_Store : Lower_Cond_temp-Ret : All | Food_Store | Lower_Cond_temp-Ret | All | 100% | 97.64% | 80.79% | 70.03% | 51.54% | 0.12 | 0.14 | 0.24 | 0.22 | 0.28 | HVAC
[5 empty] | Small_Office : IndoorLt | Small_Office : IndoorLt : All | Small_Office | IndoorLt | All | 100% | 100% | 50.69% | 100% | 100% | 0.13 | 0.11 | 0.08 | 0.48 | 0.2 | Lighting
[5 empty] | Large_Office : IndoorLt | Large_Office : IndoorLt : All | Large_Office | IndoorLt | All | 100% | 100% | 99.58% | 100% | 87.23% | 0.09 | 0.11 | 0.13 | 0.37 | 0.3 | Lighting
[5 empty] | Restaurant : IndoorLt | Restaurant : IndoorLt : All | Restaurant | IndoorLt | All | 100% | 100% | 100% | 100% | 100% | 0.07 | 0.12 | 0.13 | 0.33 | 0.35 | Lighting
[5 empty] | Small_Retail_Store : IndoorLt | Small_Retail_Store : IndoorLt : All | Small_Retail_Store | IndoorLt | All | 100% | 100% | 55% | 100% | 83% | 0.13 | 0.13 | 0.07 | 0.52 | 0.14 | Lighting
[5 empty] | Large_Retail_Store : IndoorLt | Large_Retail_Store : IndoorLt : All | Large_Retail_Store | IndoorLt | All | 100% | 100% | 67% | 100% | 60% | 0.12 | 0.13 | 0.09 | 0.47 | 0.2 | Lighting
[5 empty] | Food_Store : IndoorLt | Food_Store : IndoorLt : All | Food_Store | IndoorLt | All | 100% | 100% | 100% | 100% | 85% | 0.1 | 0.15 | 0.1 | 0.42 | 0.23 | Lighting
[5 empty] | Refrigerated_Warehouse : IndoorLt | Refrigerated_Warehouse : IndoorLt : All | Refrigerated_Warehouse | IndoorLt | All | 100% | 94.5% | 77.23% | 90% | 73.27% | 0.12 | 0.12 | 0.11 | 0.4 | 0.24 | Lighting
[5 empty] | Non-Refrig._Warehouse : IndoorLt | Non-Refrig._Warehouse : IndoorLt : All | Non-Refrig._Warehouse | IndoorLt | All | 100% | 90% | 75% | 99% | 75% | 0.11 | 0.12 | 0.12 | 0.41 | 0.24 | Lighting
[5 empty] | K_thru_12_School : IndoorLt | K_thru_12_School : IndoorLt : All | K_thru_12_School | IndoorLt | All | 100% | 100% | 100% | 100% | 99.99% | 0.04 | 0.04 | 0.13 | 0.57 | 0.22 | Lighting
[5 empty] | College_University : IndoorLt | College_University : IndoorLt : All | College_University | IndoorLt | All | 100% | 100% | 95.21% | 100% | 84.07% | 0.1 | 0.12 | 0.1 | 0.44 | 0.24 | Lighting
[5 empty] | Hospital : IndoorLt | Hospital : IndoorLt : All | Hospital | IndoorLt | All | 100% | 100% | 100% | 100% | 82.2% | 0.07 | 0.1 | 0.17 | 0.28 | 0.37 | Lighting
[5 empty] | Medical_Clinic : IndoorLt | Medical_Clinic : IndoorLt : All | Medical_Clinic | IndoorLt | All | 100% | 100% | 100% | 100% | 82.2% | 0.07 | 0.1 | 0.17 | 0.28 | 0.37 | Lighting
[5 empty] | Hotel_Motel : IndoorLt | Hotel_Motel : IndoorLt : All | Hotel_Motel | IndoorLt | All | 100% | 100% | 100% | 100% | 100% | 0.08 | 0.13 | 0.09 | 0.43 | 0.27 | Lighting
[5 empty] | Trans_Comm_Util : IndoorLt | Trans_Comm_Util : IndoorLt : All | Trans_Comm_Util | IndoorLt | All | 100% | 100% | 54.79% | 100% | 82.59% | 0.13 | 0.13 | 0.07 | 0.52 | 0.14 | Lighting
[5 empty] | Misc._Commercial : IndoorLt | Misc._Commercial : IndoorLt : All | Misc._Commercial | IndoorLt | All | 100% | 100% | 54.79% | 100% | 82.59% | 0.13 | 0.13 | 0.07 | 0.52 | 0.14 | Lighting
[5 empty] | Industrial : IndoorLt | Industrial : IndoorLt : All | Industrial | IndoorLt | All | 100% | 99.29% | 64.57% | 99.36% | 87.98% | 0.125 | 0.115 | 0.095 | 0.44 | 0.22 | Lighting
[5 empty] | Agricultural : IndoorLt | Agricultural : IndoorLt : All | Agricultural | IndoorLt | All | 100% | 96.94% | 63.4% | 100% | 88.89% | 0.12 | 0.115 | 0.1 | 0.445 | 0.22 | Lighting
[5 empty] | Misc._Commercial : Outdoor Lt | Misc._Commercial : Outdoor Lt : All | Misc._Commercial | Outdoor Lt | All | 0% | 71% | 100% | 73% | 100% | 0 | 0.055107 | 0.24271 | 0.072863 | 0.62932 | Lighting
[5 empty] | Small_Office : Outdoor Lt | Small_Office : Outdoor Lt : All | Small_Office | Outdoor Lt | All | 100% | 100% | 50.69% | 100% | 100% | 0.13 | 0.11 | 0.08 | 0.48 | 0.2 | Lighting
[5 empty] | Large_Office : Outdoor Lt | Large_Office : Outdoor Lt : All | Large_Office | Outdoor Lt | All | 100% | 100% | 99.58% | 100% | 87.23% | 0.09 | 0.11 | 0.13 | 0.37 | 0.3 | Lighting
[5 empty] | Small_Retail_Store : Outdoor Lt | Small_Retail_Store : Outdoor Lt : All | Small_Retail_Store | Outdoor Lt | All | 100% | 100% | 55% | 100% | 83% | 0.13 | 0.13 | 0.07 | 0.52 | 0.14 | Lighting
[5 empty] | Large_Retail_Store : Outdoor Lt | Large_Retail_Store : Outdoor Lt : All | Large_Retail_Store | Outdoor Lt | All | 100% | 100% | 67% | 100% | 60% | 0.12 | 0.13 | 0.09 | 0.47 | 0.2 | Lighting
[5 empty] | Non-Refrig._Warehouse : Outdoor Lt | Non-Refrig._Warehouse : Outdoor Lt : All | Non-Refrig._Warehouse | Outdoor Lt | All | 100% | 90% | 75% | 99% | 75% | 0.11 | 0.12 | 0.12 | 0.41 | 0.24 | Lighting
[5 empty] | K_thru_12_School : Outdoor Lt | K_thru_12_School : Outdoor Lt : All | K_thru_12_School | Outdoor Lt | All | 100% | 100% | 100% | 100% | 99.99% | 0.04 | 0.04 | 0.13 | 0.57 | 0.22 | Lighting
[5 empty] | Hotel_Motel : Outdoor Lt | Hotel_Motel : Outdoor Lt : All | Hotel_Motel | Outdoor Lt | All | 100% | 100% | 100% | 100% | 100% | 0.08 | 0.13 | 0.09 | 0.43 | 0.27 | Lighting
[5 empty] | Trans_Comm_Util : Outdoor Lt | Trans_Comm_Util : Outdoor Lt : All | Trans_Comm_Util | Outdoor Lt | All | 100% | 100% | 54.79% | 100% | 82.59% | 0.13 | 0.13 | 0.07 | 0.52 | 0.14 | Lighting
[5 empty] | Misc._Commercial : Outdoor Lt | Misc._Commercial : Outdoor Lt : All | Misc._Commercial | Outdoor Lt | All | 100% | 100% | 54.79% | 100% | 82.59% | 0.13 | 0.13 | 0.07 | 0.52 | 0.14 | Lighting
[5 empty] | Industrial : Outdoor Lt | Industrial : Outdoor Lt : All | Industrial | Outdoor Lt | All | 100% | 99.29% | 64.57% | 99.36% | 87.98% | 0.125 | 0.115 | 0.095 | 0.44 | 0.22 | Lighting
[5 empty] | Agricultural : Outdoor Lt | Agricultural : Outdoor Lt : All | Agricultural | Outdoor Lt | All | 100% | 96.94% | 63.4% | 100% | 88.89% | 0.12 | 0.115 | 0.1 | 0.445 | 0.22 | Lighting
[5 empty] | Misc._Commercial : DayLt & Controls | Misc._Commercial : DayLt & Controls : All | Misc._Commercial | DayLt & Controls | All | 100% | 98.87% | 79.84% | 99.32% | 85.53% | 0.10206 | 0.11588 | 0.10735 | 0.43088 | 0.24059 | Lighting
[5 empty] | Misc._Commercial : Perimter Lt Control | Misc._Commercial : Perimter Lt Control : All | Misc._Commercial | Perimter Lt Control | All | 100% | 98.87% | 79.84% | 99.32% | 85.53% | 0.10206 | 0.11588 | 0.10735 | 0.43088 | 0.24059 | Lighting
[5 empty] | Misc._Commercial : Pool HtPmp | Misc._Commercial : Pool HtPmp : All | Misc._Commercial | Pool HtPmp | All | 100% | 100% | 100% | 100% | 100% | 0.1 | 0.087215 | 0.1879 | 0.32 | 0.31 | Pool
[5 empty] | Misc._Commercial : DHW HtPmp | Misc._Commercial : DHW HtPmp : All | Misc._Commercial | DHW HtPmp | All | 100% | 100% | 100% | 100% | 100% | 0.12 | 0.04 | 0.16 | 0.5 | 0.18 | Hot Water
[5 empty] | Misc._Commercial : Frig Barrier | Misc._Commercial : Frig Barrier : All | Misc._Commercial | Frig Barrier | All | 100% | 91% | 69% | 93% | 78% | 0.078235 | 0.10353 | 0.14382 | 0.34971 | 0.32588 | Refrig
[5 empty] | Misc._Commercial : Refrigeration | Misc._Commercial : Refrigeration : All | Misc._Commercial | Refrigeration | All | 100% | 91% | 69% | 93% | 78% | 0.078235 | 0.10353 | 0.14382 | 0.34971 | 0.32588 | Refrig
[5 empty] | Misc._Commercial : Commercial Whole Building | Misc._Commercial : Commercial Whole Building : All | Misc._Commercial | Commercial Whole Building | All | 100% | 96.01% | 102.9% | 98.58% | 71.68% | 0.081989 | 0.099245 | 0.18304 | 0.28532 | 0.3504 | Other
[5 empty] | Agricultural : Ag & Water Pumping | Agricultural : Ag & Water Pumping : All | Agricultural | Ag & Water Pumping | All | 100% | 102.7% | 103.2% | 96.17% | 64.13% | 0.070595 | 0.11198 | 0.22007 | 0.23695 | 0.3604 | Other
[5 empty] | Industrial : Industrial | Industrial : Industrial : All | Industrial | Industrial | All | 100% | 100.1% | 101.9% | 101.3% | 84.29% | 0.060502 | 0.084275 | 0.18285 | 0.264 | 0.40837 | Other

## Notes
2005-10-08
Updated so all kW TOU factors are relative to summer peak kW, or winter partial kW when summer kW = 0%.