## GenOut
[6 empty] | 2013 |  |  |  | 2014 |  |  |  | 2015 |  |  |  | 2016 |  |  |  | 2017 |  |  |  | 2018 |  |  |  | 2019 |  |  |  | 2020 |  |  |  | 2021 |  |  |  | 2022 |  |  |  | 2023 |  |  |  | 2024 |  |  |  | 2025 |  |  |  | 2026 |  |  |  | 2027 |  |  |  | 2028 |  |  |  | 2029 |  |  |  | 2030 |  |  |  | 2031 |  |  |  | 2032 |  |  |  | 2033 |  |  |  | 2034 |  |  |  | 2035 |  |  |  | 2036 |  |  |  | 2037
[84 empty] | 0 | 0 | 0 | 0 | 0 | 0 | 0 | 0 | 0 | 0 | 0 | 0 | 0 | 0 | 0 | 0 | 0 | 0 | 0 | 0 | 0 | 0
Gen ($/Annual kWh) | 0 | 01-ALC-AllCommercial-Cooling | All | Gen:0:01-ALC-AllCommercial-Cooling:All | Space Cooling | 0.011551 | 0.029834 | 0.039314 | 0.011787 | 0.012361 | 0.032582 | 0.04307 | 0.012612 | 0.012966 | 0.034981 | 0.046403 | 0.01323 | 0.014018 | 0.038181 | 0.050719 | 0.014303 | 0.014562 | 0.040471 | 0.053916 | 0.014859 | 0.015133 | 0.04165 | 0.05541 | 0.015441 | 0.015704 | 0.04284 | 0.056919 | 0.016024 | 0.016964 | 0.04526 | 0.059936 | 0.017309 | 0.017589 | 0.046518 | 0.061521 | 0.017947 | 0.018218 | 0.047782 | 0.063112 | 0.018589 | 0.018964 | 0.049124 | 0.06476 | 0.01935 | 0.019426 | 0.050421 | 0.066491 | 0.019821 | 0.020381 | 0.051868 | 0.068189 | 0.020796 | 0.021331 | 0.053338 | 0.069924 | 0.021765 | 0.022261 | 0.054842 | 0.071721 | 0.022714 | 0.023177 | 0.056361 | 0.073551 | 0.023648 | 0.024089 | 0.057934 | 0.075462 | 0.024579 | 0.025047 | 0.059525 | 0.077378 | 0.025556 | 0.025765 | 0.060736 | 0.078843 | 0.026288 | 0.026507 | 0.061971 | 0.080329 | 0.027046 | 0.027248 | 0.063227 | 0.081851 | 0.027801 | 0.028001 | 0.064504 | 0.083396 | 0.028569 | 0.02873 | 0.065727 | 0.084873 | 0.029314 | 0.029469 | 0.066972 | 0.086378 | 0.030068 | 0.030208 | 0.068216 | 0.087882 | 0.030822
Gen ($/Annual kWh) | 0 | 01-ALC-AllCommercial-ExtLight | All | Gen:0:01-ALC-AllCommercial-ExtLight:All | Exterior Lighting | 0.015833 | 0.016615 | 0.017309 | 0.016229 | 0.016931 | 0.017896 | 0.018704 | 0.017354 | 0.017754 | 0.018928 | 0.019859 | 0.018198 | 0.019223 | 0.020604 | 0.021669 | 0.019703 | 0.019955 | 0.021544 | 0.022728 | 0.020453 | 0.020729 | 0.022309 | 0.023503 | 0.021247 | 0.021503 | 0.023076 | 0.02428 | 0.02204 | 0.023271 | 0.024835 | 0.026065 | 0.023853 | 0.024116 | 0.025661 | 0.026898 | 0.024719 | 0.024967 | 0.026494 | 0.027735 | 0.025591 | 0.025973 | 0.027441 | 0.028671 | 0.026622 | 0.026602 | 0.028141 | 0.029418 | 0.027266 | 0.027887 | 0.029289 | 0.030519 | 0.028584 | 0.029166 | 0.030439 | 0.031625 | 0.029895 | 0.030419 | 0.03158 | 0.032732 | 0.031179 | 0.031652 | 0.032713 | 0.033834 | 0.032443 | 0.032881 | 0.033855 | 0.034955 | 0.033703 | 0.034172 | 0.035043 | 0.036111 | 0.035025 | 0.035142 | 0.035928 | 0.036971 | 0.03602 | 0.036146 | 0.036841 | 0.037855 | 0.037049 | 0.037148 | 0.037757 | 0.038746 | 0.038076 | 0.038167 | 0.038689 | 0.039651 | 0.03912 | 0.039154 | 0.039588 | 0.040523 | 0.040131 | 0.040153 | 0.0405 | 0.041408 | 0.041156 | 0.041153 | 0.041412 | 0.042294 | 0.04218
Gen ($/Annual kWh) | 0 | 01-ALC-AllCommercial-IntLight | All | Gen:0:01-ALC-AllCommercial-IntLight:All | Interior Lighting | 0.016151 | 0.02494 | 0.029538 | 0.016481 | 0.017282 | 0.027199 | 0.032386 | 0.017635 | 0.018128 | 0.029154 | 0.034922 | 0.018498 | 0.019599 | 0.031794 | 0.038172 | 0.02 | 0.02036 | 0.033656 | 0.04061 | 0.020776 | 0.021158 | 0.03466 | 0.041721 | 0.021591 | 0.021957 | 0.035671 | 0.042843 | 0.022405 | 0.023718 | 0.037734 | 0.045063 | 0.024203 | 0.024592 | 0.038807 | 0.04624 | 0.025094 | 0.025471 | 0.039885 | 0.047422 | 0.025992 | 0.026514 | 0.041042 | 0.048639 | 0.027055 | 0.02716 | 0.042119 | 0.049941 | 0.027715 | 0.028495 | 0.043392 | 0.051182 | 0.029077 | 0.029823 | 0.044682 | 0.052452 | 0.030432 | 0.031123 | 0.045995 | 0.05377 | 0.031758 | 0.032402 | 0.047318 | 0.055116 | 0.033064 | 0.033677 | 0.04868 | 0.056524 | 0.034365 | 0.035017 | 0.050065 | 0.057932 | 0.035732 | 0.03602 | 0.051118 | 0.059011 | 0.036755 | 0.037058 | 0.052193 | 0.060105 | 0.037814 | 0.038092 | 0.053285 | 0.061227 | 0.038869 | 0.039145 | 0.054394 | 0.062366 | 0.039943 | 0.040165 | 0.055458 | 0.063453 | 0.040984 | 0.041198 | 0.056541 | 0.064561 | 0.042038 | 0.04223 | 0.057623 | 0.06567 | 0.043092
Gen ($/Annual kWh) | 0 | 01-ALC-AllCommercial-OffEquip | All | Gen:0:01-ALC-AllCommercial-OffEquip:All | Office Equipment | 0.01629 | 0.022295 | 0.02554 | 0.016651 | 0.017426 | 0.024228 | 0.027896 | 0.017812 | 0.018277 | 0.025872 | 0.029959 | 0.018682 | 0.019771 | 0.028202 | 0.032735 | 0.020209 | 0.020533 | 0.02975 | 0.034699 | 0.020988 | 0.021335 | 0.030684 | 0.035707 | 0.021808 | 0.022137 | 0.031624 | 0.036724 | 0.022627 | 0.02393 | 0.033618 | 0.038834 | 0.02446 | 0.024806 | 0.03462 | 0.039907 | 0.025356 | 0.025689 | 0.035628 | 0.040985 | 0.026258 | 0.026735 | 0.03673 | 0.042124 | 0.027326 | 0.027384 | 0.037686 | 0.043244 | 0.027991 | 0.028722 | 0.038939 | 0.044461 | 0.029357 | 0.030053 | 0.040202 | 0.045698 | 0.030718 | 0.031356 | 0.041478 | 0.046968 | 0.032049 | 0.032638 | 0.042756 | 0.048253 | 0.03336 | 0.033916 | 0.044064 | 0.049584 | 0.034666 | 0.035258 | 0.045403 | 0.05093 | 0.036038 | 0.036265 | 0.046415 | 0.051951 | 0.037067 | 0.037307 | 0.047451 | 0.052991 | 0.038131 | 0.038345 | 0.048499 | 0.05405 | 0.039193 | 0.039402 | 0.049564 | 0.055127 | 0.040273 | 0.040426 | 0.050587 | 0.056158 | 0.041319 | 0.041462 | 0.051628 | 0.057207 | 0.042379 | 0.042499 | 0.052668 | 0.058256 | 0.043438
Gen ($/Annual kWh) | 0 | 01-ALC-AllCommercial-Refrig | All | Gen:0:01-ALC-AllCommercial-Refrig:All | Refrigeration | 0.01604 | 0.021356 | 0.024286 | 0.016407 | 0.017157 | 0.02318 | 0.026489 | 0.01755 | 0.017994 | 0.024723 | 0.028408 | 0.018406 | 0.019469 | 0.026948 | 0.031037 | 0.019915 | 0.020217 | 0.028395 | 0.032856 | 0.02068 | 0.021005 | 0.029301 | 0.033831 | 0.021486 | 0.021793 | 0.030212 | 0.034813 | 0.022292 | 0.023566 | 0.032171 | 0.036887 | 0.024105 | 0.024427 | 0.033144 | 0.037926 | 0.024986 | 0.025294 | 0.034122 | 0.03897 | 0.025873 | 0.02632 | 0.035198 | 0.040081 | 0.026923 | 0.026959 | 0.036112 | 0.041144 | 0.027577 | 0.028272 | 0.037346 | 0.04235 | 0.02892 | 0.029579 | 0.03859 | 0.043573 | 0.030256 | 0.030858 | 0.039842 | 0.044823 | 0.031564 | 0.032117 | 0.041095 | 0.046085 | 0.032852 | 0.033372 | 0.042374 | 0.047389 | 0.034135 | 0.03469 | 0.043687 | 0.048712 | 0.035483 | 0.035679 | 0.044677 | 0.049711 | 0.036495 | 0.036702 | 0.045691 | 0.050731 | 0.037542 | 0.037723 | 0.046716 | 0.051768 | 0.038585 | 0.038761 | 0.047758 | 0.052822 | 0.039647 | 0.039767 | 0.04876 | 0.053832 | 0.040676 | 0.040785 | 0.049779 | 0.05486 | 0.041718 | 0.041804 | 0.050797 | 0.055888 | 0.04276
Gen ($/Annual kWh) | 0 | 01-ALC-AllCommercial-Vent/Fan | All | Gen:0:01-ALC-AllCommercial-Vent/Fan:All | Ventilation | 0.015947 | 0.02226 | 0.025662 | 0.0163 | 0.01706 | 0.024193 | 0.028032 | 0.017437 | 0.017893 | 0.02584 | 0.030108 | 0.018288 | 0.019355 | 0.028167 | 0.032896 | 0.019783 | 0.020101 | 0.029718 | 0.034873 | 0.020546 | 0.020886 | 0.03065 | 0.035885 | 0.021348 | 0.021671 | 0.031586 | 0.036906 | 0.022151 | 0.023426 | 0.03357 | 0.03902 | 0.023945 | 0.024284 | 0.034569 | 0.040098 | 0.024822 | 0.025149 | 0.035573 | 0.04118 | 0.025705 | 0.026172 | 0.03667 | 0.042323 | 0.026751 | 0.026808 | 0.037625 | 0.043448 | 0.027401 | 0.028117 | 0.038871 | 0.044669 | 0.028739 | 0.02942 | 0.040127 | 0.04591 | 0.030071 | 0.030696 | 0.041396 | 0.047183 | 0.031375 | 0.031951 | 0.042668 | 0.048472 | 0.032657 | 0.033203 | 0.04397 | 0.049808 | 0.033936 | 0.034517 | 0.045303 | 0.051158 | 0.035279 | 0.035502 | 0.04631 | 0.052183 | 0.036287 | 0.036522 | 0.04734 | 0.053226 | 0.037329 | 0.037539 | 0.048383 | 0.05429 | 0.038368 | 0.038573 | 0.049443 | 0.05537 | 0.039425 | 0.039576 | 0.050462 | 0.056404 | 0.04045 | 0.040591 | 0.051498 | 0.057457 | 0.041487 | 0.041606 | 0.052533 | 0.05851 | 0.042524
Gen ($/Annual kWh) | 0 | 02-ASM-Assembly-Cooling | All | Gen:0:02-ASM-Assembly-Cooling:All | Space Cooling | 0.0092758 | 0.040123 | 0.056138 | 0.0094452 | 0.0099288 | 0.044065 | 0.061792 | 0.01011 | 0.010416 | 0.047592 | 0.066903 | 0.010607 | 0.011254 | 0.052001 | 0.073169 | 0.01146 | 0.011695 | 0.055411 | 0.078127 | 0.011909 | 0.012156 | 0.056888 | 0.080129 | 0.012378 | 0.012617 | 0.058381 | 0.082155 | 0.012847 | 0.013617 | 0.061228 | 0.085954 | 0.013866 | 0.014122 | 0.062792 | 0.088065 | 0.01438 | 0.01463 | 0.064361 | 0.090183 | 0.014897 | 0.015233 | 0.065963 | 0.092298 | 0.015511 | 0.015606 | 0.067728 | 0.094787 | 0.015891 | 0.016379 | 0.06933 | 0.096812 | 0.016678 | 0.017148 | 0.070974 | 0.098903 | 0.017461 | 0.017901 | 0.07269 | 0.10111 | 0.018228 | 0.018642 | 0.074446 | 0.10339 | 0.018982 | 0.01938 | 0.076291 | 0.1058 | 0.019733 | 0.020155 | 0.078128 | 0.10819 | 0.020523 | 0.020735 | 0.079546 | 0.11003 | 0.021113 | 0.021335 | 0.08098 | 0.1119 | 0.021724 | 0.021933 | 0.082454 | 0.11382 | 0.022333 | 0.022541 | 0.083949 | 0.11577 | 0.022952 | 0.02313 | 0.085377 | 0.11763 | 0.023552 | 0.023727 | 0.086832 | 0.11952 | 0.02416 | 0.024324 | 0.088287 | 0.12142 | 0.024768
Gen ($/Annual kWh) | 0 | 02-ASM-Assembly-Exit | All | Gen:0:02-ASM-Assembly-Exit:All | Other | 0.016058 | 0.02157 | 0.024567 | 0.016418 | 0.017178 | 0.023418 | 0.026803 | 0.017563 | 0.018017 | 0.024982 | 0.028752 | 0.01842 | 0.019491 | 0.027228 | 0.031411 | 0.019928 | 0.020241 | 0.028697 | 0.033259 | 0.020695 | 0.021031 | 0.02961 | 0.034243 | 0.021503 | 0.021821 | 0.030529 | 0.035234 | 0.02231 | 0.023591 | 0.032496 | 0.037317 | 0.02412 | 0.024454 | 0.033477 | 0.038366 | 0.025003 | 0.025324 | 0.034463 | 0.039419 | 0.025892 | 0.026353 | 0.035547 | 0.040538 | 0.026944 | 0.026994 | 0.03647 | 0.041614 | 0.027599 | 0.028311 | 0.037712 | 0.042826 | 0.028945 | 0.029621 | 0.038963 | 0.044056 | 0.030285 | 0.030904 | 0.040224 | 0.045314 | 0.031597 | 0.032167 | 0.041486 | 0.046585 | 0.032887 | 0.033426 | 0.042774 | 0.047898 | 0.034174 | 0.034748 | 0.044096 | 0.049229 | 0.035526 | 0.035739 | 0.045093 | 0.050236 | 0.036539 | 0.036765 | 0.046114 | 0.051263 | 0.037588 | 0.037788 | 0.047147 | 0.052308 | 0.038634 | 0.038829 | 0.048196 | 0.05337 | 0.039698 | 0.039837 | 0.049206 | 0.054387 | 0.040729 | 0.040859 | 0.050231 | 0.055423 | 0.041773 | 0.04188 | 0.051256 | 0.056458 | 0.042817
Gen ($/Annual kWh) | 0 | 02-ASM-Assembly-ExtLight | All | Gen:0:02-ASM-Assembly-ExtLight:All | Exterior Lighting | 0.014716 | 0.018447 | 0.020622 | 0.015078 | 0.015737 | 0.01993 | 0.022361 | 0.016124 | 0.016502 | 0.021151 | 0.023831 | 0.016908 | 0.017865 | 0.023039 | 0.026014 | 0.018305 | 0.018546 | 0.024165 | 0.02738 | 0.019003 | 0.019267 | 0.024988 | 0.028268 | 0.019741 | 0.019987 | 0.025814 | 0.02916 | 0.020479 | 0.021627 | 0.027667 | 0.03115 | 0.02216 | 0.022413 | 0.028554 | 0.032101 | 0.022965 | 0.023205 | 0.029446 | 0.033059 | 0.023776 | 0.024141 | 0.030449 | 0.034111 | 0.024735 | 0.024726 | 0.031232 | 0.035005 | 0.025334 | 0.025922 | 0.032422 | 0.036212 | 0.02656 | 0.027113 | 0.033617 | 0.037427 | 0.02778 | 0.028279 | 0.034809 | 0.038651 | 0.028975 | 0.029427 | 0.035996 | 0.039877 | 0.03015 | 0.030571 | 0.037198 | 0.041128 | 0.031323 | 0.031772 | 0.038442 | 0.042413 | 0.032553 | 0.032675 | 0.039373 | 0.043373 | 0.033478 | 0.033609 | 0.040331 | 0.044358 | 0.034436 | 0.034541 | 0.041294 | 0.045353 | 0.03539 | 0.035489 | 0.042274 | 0.046365 | 0.036361 | 0.036407 | 0.043218 | 0.047337 | 0.037302 | 0.037337 | 0.044177 | 0.048326 | 0.038255 | 0.038267 | 0.045135 | 0.049314 | 0.039208
Gen ($/Annual kWh) | 0 | 02-ASM-Assembly-IntLight | All | Gen:0:02-ASM-Assembly-IntLight:All | Interior Lighting | 0.015791 | 0.024852 | 0.029542 | 0.016102 | 0.016899 | 0.027097 | 0.032379 | 0.017231 | 0.017727 | 0.029038 | 0.034899 | 0.018076 | 0.019161 | 0.031659 | 0.038136 | 0.019538 | 0.019908 | 0.033507 | 0.040558 | 0.020299 | 0.020689 | 0.034511 | 0.041675 | 0.021097 | 0.021471 | 0.035522 | 0.042803 | 0.021894 | 0.023187 | 0.037579 | 0.045034 | 0.023643 | 0.024043 | 0.038653 | 0.046219 | 0.024516 | 0.024905 | 0.039733 | 0.047409 | 0.025395 | 0.025927 | 0.040894 | 0.048639 | 0.026437 | 0.026559 | 0.041966 | 0.049939 | 0.027082 | 0.027868 | 0.043248 | 0.051203 | 0.028416 | 0.02917 | 0.044546 | 0.052494 | 0.029744 | 0.030445 | 0.045866 | 0.053833 | 0.031044 | 0.0317 | 0.047195 | 0.055197 | 0.032323 | 0.03295 | 0.048564 | 0.056623 | 0.033597 | 0.034263 | 0.049956 | 0.058052 | 0.034937 | 0.035246 | 0.051013 | 0.059146 | 0.035938 | 0.036263 | 0.052093 | 0.060256 | 0.036975 | 0.037277 | 0.05319 | 0.061393 | 0.038009 | 0.038308 | 0.054304 | 0.062547 | 0.039061 | 0.039307 | 0.055373 | 0.063649 | 0.04008 | 0.040319 | 0.056461 | 0.064773 | 0.041111 | 0.041331 | 0.057548 | 0.065896 | 0.042143
Gen ($/Annual kWh) | 0 | 03-BCR-BothResidentialandCommercial-COOL | All | Gen:0:03-BCR-BothResidentialandCommercial-COOL:All | Space Cooling | 0.013427 | 0.030543 | 0.039428 | 0.01369 | 0.014369 | 0.033431 | 0.043328 | 0.01465 | 0.015073 | 0.035976 | 0.046833 | 0.015368 | 0.016292 | 0.039274 | 0.051211 | 0.016611 | 0.016927 | 0.041718 | 0.054599 | 0.017259 | 0.017592 | 0.042892 | 0.056036 | 0.017936 | 0.018257 | 0.044078 | 0.05749 | 0.018615 | 0.019715 | 0.046418 | 0.060284 | 0.020101 | 0.020443 | 0.047668 | 0.061803 | 0.020843 | 0.021176 | 0.048923 | 0.063327 | 0.021591 | 0.022045 | 0.050237 | 0.06487 | 0.022477 | 0.022583 | 0.051569 | 0.066614 | 0.023025 | 0.023696 | 0.052952 | 0.068131 | 0.02416 | 0.024804 | 0.054361 | 0.069692 | 0.02529 | 0.025888 | 0.055812 | 0.071329 | 0.026395 | 0.026955 | 0.057285 | 0.073008 | 0.027483 | 0.028019 | 0.058816 | 0.074778 | 0.028567 | 0.029136 | 0.060358 | 0.076536 | 0.029706 | 0.029971 | 0.061538 | 0.077892 | 0.030558 | 0.030836 | 0.062737 | 0.079262 | 0.03144 | 0.031699 | 0.063963 | 0.080672 | 0.032319 | 0.032576 | 0.065207 | 0.082104 | 0.033213 | 0.033426 | 0.066397 | 0.083468 | 0.034079 | 0.034286 | 0.067609 | 0.084859 | 0.034957 | 0.035147 | 0.068821 | 0.086251 | 0.035834
Gen ($/Annual kWh) | 0 | 03-BCR-BothResidentialandCommercial-LIT_INT | All | Gen:0:03-BCR-BothResidentialandCommercial-LIT_INT:All | Interior Lighting | 0.015964 | 0.024354 | 0.028755 | 0.016293 | 0.017081 | 0.02655 | 0.031516 | 0.017434 | 0.017917 | 0.028448 | 0.033969 | 0.018287 | 0.019372 | 0.031022 | 0.037131 | 0.019773 | 0.020124 | 0.032828 | 0.039488 | 0.02054 | 0.020912 | 0.033812 | 0.040574 | 0.021345 | 0.021701 | 0.034803 | 0.041672 | 0.022149 | 0.023445 | 0.036835 | 0.043855 | 0.023929 | 0.024307 | 0.037887 | 0.045007 | 0.02481 | 0.025176 | 0.038945 | 0.046164 | 0.025696 | 0.026206 | 0.040082 | 0.047358 | 0.026747 | 0.026844 | 0.041133 | 0.048625 | 0.027399 | 0.028162 | 0.042389 | 0.049849 | 0.028744 | 0.029474 | 0.04366 | 0.0511 | 0.030082 | 0.030758 | 0.044953 | 0.052398 | 0.031393 | 0.032021 | 0.046254 | 0.05372 | 0.032682 | 0.033281 | 0.047595 | 0.055104 | 0.033967 | 0.034604 | 0.048958 | 0.056489 | 0.035318 | 0.035594 | 0.049994 | 0.057549 | 0.036328 | 0.036619 | 0.051051 | 0.058624 | 0.037375 | 0.037641 | 0.052125 | 0.059726 | 0.038418 | 0.038681 | 0.053216 | 0.060844 | 0.039479 | 0.039689 | 0.054263 | 0.061913 | 0.040507 | 0.040709 | 0.055327 | 0.063001 | 0.041548 | 0.041729 | 0.056392 | 0.06409 | 0.04259
Gen ($/Annual kWh) | 0 | 03-BCR-BothResidentialandCommercial-OFF_EQ | All | Gen:0:03-BCR-BothResidentialandCommercial-OFF_EQ:All | Office Equipment | 0.016036 | 0.023553 | 0.027528 | 0.016376 | 0.017157 | 0.025647 | 0.030134 | 0.017521 | 0.017996 | 0.027448 | 0.03244 | 0.018378 | 0.019461 | 0.029928 | 0.035454 | 0.019874 | 0.020215 | 0.031635 | 0.037661 | 0.020643 | 0.021006 | 0.032599 | 0.038718 | 0.021451 | 0.021797 | 0.03357 | 0.039784 | 0.022259 | 0.023553 | 0.035585 | 0.04194 | 0.024053 | 0.024418 | 0.036617 | 0.043062 | 0.024936 | 0.02529 | 0.037655 | 0.044188 | 0.025826 | 0.026322 | 0.038778 | 0.045361 | 0.02688 | 0.026963 | 0.039792 | 0.046572 | 0.027534 | 0.028284 | 0.041045 | 0.047793 | 0.028883 | 0.029599 | 0.042312 | 0.049038 | 0.030226 | 0.030887 | 0.043597 | 0.050325 | 0.031541 | 0.032153 | 0.044888 | 0.051633 | 0.032834 | 0.033416 | 0.046215 | 0.052996 | 0.034123 | 0.034742 | 0.047568 | 0.054366 | 0.035477 | 0.035735 | 0.048593 | 0.055411 | 0.036492 | 0.036764 | 0.049641 | 0.056473 | 0.037542 | 0.037789 | 0.050704 | 0.057558 | 0.038589 | 0.038832 | 0.051784 | 0.05866 | 0.039653 | 0.039842 | 0.052821 | 0.059714 | 0.040685 | 0.040866 | 0.053875 | 0.060788 | 0.04173 | 0.041889 | 0.05493 | 0.061861 | 0.042775
Gen ($/Annual kWh) | 0 | 03-BCR-BothResidentialandCommercial-LIT_EXT | All | Gen:0:03-BCR-BothResidentialandCommercial-LIT_EXT:All | Exterior Lighting | 0.016419 | 0.01884 | 0.020305 | 0.016809 | 0.01756 | 0.020343 | 0.02201 | 0.017977 | 0.018415 | 0.021574 | 0.023447 | 0.018853 | 0.019931 | 0.023492 | 0.025592 | 0.020405 | 0.020694 | 0.024626 | 0.026927 | 0.021186 | 0.021499 | 0.025472 | 0.027805 | 0.02201 | 0.022304 | 0.026321 | 0.028687 | 0.022834 | 0.024126 | 0.028227 | 0.030659 | 0.0247 | 0.025005 | 0.02914 | 0.0316 | 0.0256 | 0.025891 | 0.030059 | 0.032547 | 0.026506 | 0.026939 | 0.031095 | 0.033589 | 0.027579 | 0.027592 | 0.031893 | 0.03447 | 0.028247 | 0.028931 | 0.033129 | 0.035669 | 0.029618 | 0.030264 | 0.034368 | 0.036876 | 0.030983 | 0.031569 | 0.035604 | 0.038092 | 0.032319 | 0.032854 | 0.036833 | 0.039308 | 0.033634 | 0.034134 | 0.038077 | 0.040549 | 0.034945 | 0.035479 | 0.039365 | 0.041824 | 0.036321 | 0.036489 | 0.040328 | 0.042776 | 0.037355 | 0.037534 | 0.04132 | 0.043753 | 0.038425 | 0.038576 | 0.042317 | 0.04474 | 0.039492 | 0.039636 | 0.043331 | 0.045743 | 0.040577 | 0.040663 | 0.044308 | 0.046708 | 0.041628 | 0.041703 | 0.0453 | 0.047689 | 0.042693 | 0.042743 | 0.046293 | 0.048669 | 0.043758
Gen ($/Annual kWh) | 0 | 03-BCR-BothResidentialandCommercial-REFG | All | Gen:0:03-BCR-BothResidentialandCommercial-REFG:All | Refrigeration | 0.015823 | 0.022232 | 0.025682 | 0.016174 | 0.016927 | 0.024158 | 0.028043 | 0.017302 | 0.017753 | 0.025795 | 0.030109 | 0.018147 | 0.019204 | 0.028119 | 0.032898 | 0.019631 | 0.019945 | 0.029661 | 0.034862 | 0.020387 | 0.020723 | 0.030593 | 0.03588 | 0.021183 | 0.021502 | 0.031531 | 0.036905 | 0.02198 | 0.023244 | 0.033525 | 0.039041 | 0.02376 | 0.024095 | 0.034525 | 0.040124 | 0.02463 | 0.024953 | 0.03553 | 0.041212 | 0.025507 | 0.025968 | 0.036631 | 0.042363 | 0.026544 | 0.026599 | 0.037584 | 0.043489 | 0.027189 | 0.027897 | 0.038835 | 0.044723 | 0.028517 | 0.02919 | 0.040097 | 0.045977 | 0.029838 | 0.030455 | 0.04137 | 0.047263 | 0.031131 | 0.0317 | 0.042647 | 0.048563 | 0.032404 | 0.032942 | 0.043952 | 0.04991 | 0.033672 | 0.034245 | 0.045289 | 0.051273 | 0.035005 | 0.035223 | 0.046299 | 0.052305 | 0.036004 | 0.036234 | 0.047333 | 0.053357 | 0.037038 | 0.037243 | 0.048379 | 0.054429 | 0.038069 | 0.038269 | 0.049442 | 0.055518 | 0.039117 | 0.039263 | 0.050464 | 0.056561 | 0.040134 | 0.04027 | 0.051502 | 0.057623 | 0.041163 | 0.041277 | 0.05254 | 0.058684 | 0.042192
Gen ($/Annual kWh) | 0 | 03-BCR-BothResidentialandCommercial-VENT | All | Gen:0:03-BCR-BothResidentialandCommercial-VENT:All | Ventilation | 0.016044 | 0.024474 | 0.028898 | 0.016376 | 0.017167 | 0.026687 | 0.031683 | 0.017522 | 0.018008 | 0.028603 | 0.034162 | 0.018379 | 0.01947 | 0.031194 | 0.037344 | 0.019872 | 0.020226 | 0.033018 | 0.039727 | 0.020643 | 0.021018 | 0.034003 | 0.040814 | 0.021452 | 0.021811 | 0.034996 | 0.041912 | 0.022261 | 0.023563 | 0.037026 | 0.044089 | 0.02405 | 0.02443 | 0.03808 | 0.045241 | 0.024935 | 0.025303 | 0.039139 | 0.046398 | 0.025826 | 0.026338 | 0.040276 | 0.047589 | 0.026882 | 0.02698 | 0.041333 | 0.048863 | 0.027537 | 0.028304 | 0.042585 | 0.050078 | 0.028889 | 0.029623 | 0.043853 | 0.051321 | 0.030234 | 0.030913 | 0.045143 | 0.052612 | 0.031551 | 0.032183 | 0.046443 | 0.053929 | 0.032847 | 0.033449 | 0.047782 | 0.055307 | 0.034139 | 0.034779 | 0.049144 | 0.056686 | 0.035496 | 0.035774 | 0.050178 | 0.057742 | 0.036512 | 0.036805 | 0.051235 | 0.058813 | 0.037564 | 0.037832 | 0.052308 | 0.059911 | 0.038612 | 0.038877 | 0.053398 | 0.061025 | 0.039678 | 0.039889 | 0.054444 | 0.062089 | 0.040712 | 0.040915 | 0.055507 | 0.063174 | 0.041758 | 0.04194 | 0.056571 | 0.064259 | 0.042805
Gen ($/Annual kWh) | 0 | 04-DMO-ResidentialMobileHome–DoubleWide-CL_DRY | All | Gen:0:04-DMO-ResidentialMobileHome–DoubleWide-CL_DRY:All | Clothes Dryer | 0.017502 | 0.023126 | 0.026066 | 0.017856 | 0.018729 | 0.025185 | 0.02856 | 0.019108 | 0.019646 | 0.026954 | 0.030774 | 0.020043 | 0.021239 | 0.029379 | 0.033633 | 0.021669 | 0.022064 | 0.031058 | 0.035758 | 0.022511 | 0.022929 | 0.032005 | 0.036747 | 0.023394 | 0.023795 | 0.032958 | 0.037746 | 0.024277 | 0.025702 | 0.03492 | 0.039736 | 0.026223 | 0.026649 | 0.035934 | 0.040785 | 0.027189 | 0.027603 | 0.036954 | 0.041839 | 0.028162 | 0.028733 | 0.038058 | 0.04293 | 0.029315 | 0.029434 | 0.039053 | 0.044077 | 0.03003 | 0.030881 | 0.040287 | 0.0452 | 0.031506 | 0.032322 | 0.041536 | 0.046347 | 0.032976 | 0.033732 | 0.042801 | 0.047536 | 0.034414 | 0.035119 | 0.044073 | 0.048747 | 0.035829 | 0.036502 | 0.045378 | 0.050011 | 0.03724 | 0.037954 | 0.04671 | 0.051279 | 0.038722 | 0.039042 | 0.04772 | 0.052249 | 0.039831 | 0.040167 | 0.048753 | 0.053233 | 0.040979 | 0.041289 | 0.0498 | 0.05424 | 0.042124 | 0.04243 | 0.050863 | 0.055263 | 0.043288 | 0.043536 | 0.051885 | 0.056241 | 0.044416 | 0.044656 | 0.052924 | 0.057236 | 0.045559 | 0.045776 | 0.053962 | 0.058232 | 0.046701
Gen ($/Annual kWh) | 0 | 04-DMO-ResidentialMobileHome–DoubleWide-CL_WASH | All | Gen:0:04-DMO-ResidentialMobileHome–DoubleWide-CL_WASH:All | Clothes Washer | 0.017171 | 0.024355 | 0.028035 | 0.017506 | 0.018376 | 0.026515 | 0.03069 | 0.018735 | 0.019277 | 0.028368 | 0.033036 | 0.019653 | 0.020835 | 0.030917 | 0.036096 | 0.021242 | 0.021647 | 0.032675 | 0.038344 | 0.02207 | 0.022498 | 0.033677 | 0.039421 | 0.022937 | 0.023349 | 0.034685 | 0.040508 | 0.023804 | 0.025213 | 0.036764 | 0.042691 | 0.025705 | 0.026144 | 0.037838 | 0.043836 | 0.026654 | 0.027081 | 0.038917 | 0.044985 | 0.02761 | 0.028193 | 0.040089 | 0.046182 | 0.028743 | 0.028881 | 0.041136 | 0.047414 | 0.029445 | 0.030305 | 0.04245 | 0.048663 | 0.030897 | 0.031722 | 0.043778 | 0.049938 | 0.032341 | 0.033109 | 0.045122 | 0.051254 | 0.033755 | 0.034474 | 0.046473 | 0.052591 | 0.035146 | 0.035834 | 0.047859 | 0.053984 | 0.036533 | 0.037263 | 0.049274 | 0.055385 | 0.03799 | 0.038332 | 0.050346 | 0.056454 | 0.039079 | 0.039438 | 0.051442 | 0.05754 | 0.040207 | 0.040541 | 0.052553 | 0.05865 | 0.041332 | 0.041663 | 0.053682 | 0.059777 | 0.042475 | 0.04275 | 0.054766 | 0.060856 | 0.043584 | 0.043851 | 0.055868 | 0.061954 | 0.044706 | 0.044952 | 0.056971 | 0.063052 | 0.045828
Gen ($/Annual kWh) | 0 | 04-DMO-ResidentialMobileHome–DoubleWide-DSH_WASH | All | Gen:0:04-DMO-ResidentialMobileHome–DoubleWide-DSH_WASH:All | Dishwasher | 0.015958 | 0.021689 | 0.024659 | 0.016278 | 0.017077 | 0.023586 | 0.02696 | 0.017419 | 0.017914 | 0.025201 | 0.028981 | 0.018273 | 0.019365 | 0.027457 | 0.031655 | 0.019753 | 0.020118 | 0.028985 | 0.033587 | 0.020521 | 0.020908 | 0.029889 | 0.03455 | 0.021327 | 0.021697 | 0.030799 | 0.035521 | 0.022132 | 0.023434 | 0.032694 | 0.037495 | 0.023904 | 0.024298 | 0.033665 | 0.038521 | 0.024785 | 0.025169 | 0.034641 | 0.03955 | 0.025673 | 0.0262 | 0.035708 | 0.040634 | 0.026725 | 0.026839 | 0.036638 | 0.041714 | 0.027377 | 0.02816 | 0.037848 | 0.042864 | 0.028724 | 0.029474 | 0.039069 | 0.044034 | 0.030064 | 0.030761 | 0.040302 | 0.045236 | 0.031377 | 0.032027 | 0.041539 | 0.046455 | 0.032668 | 0.033289 | 0.042804 | 0.04772 | 0.033955 | 0.034614 | 0.044099 | 0.048997 | 0.035307 | 0.035606 | 0.045079 | 0.049968 | 0.036319 | 0.036633 | 0.046082 | 0.050957 | 0.037366 | 0.037657 | 0.047097 | 0.051966 | 0.03841 | 0.038698 | 0.048128 | 0.05299 | 0.039472 | 0.039707 | 0.04912 | 0.053971 | 0.040501 | 0.040729 | 0.050127 | 0.054969 | 0.041543 | 0.04175 | 0.051135 | 0.055968 | 0.042585
Gen ($/Annual kWh) | 0 | 04-DMO-ResidentialMobileHome–DoubleWide-FREEZ | All | Gen:0:04-DMO-ResidentialMobileHome–DoubleWide-FREEZ:All | Refrigeration | 0.015033 | 0.023149 | 0.027489 | 0.015371 | 0.016081 | 0.025165 | 0.030017 | 0.016443 | 0.016866 | 0.026884 | 0.032229 | 0.017245 | 0.018247 | 0.029313 | 0.035215 | 0.018657 | 0.018949 | 0.030933 | 0.037318 | 0.019375 | 0.019688 | 0.031899 | 0.038407 | 0.020131 | 0.020428 | 0.032871 | 0.039504 | 0.020887 | 0.022085 | 0.034934 | 0.04179 | 0.022582 | 0.022893 | 0.035969 | 0.042949 | 0.023408 | 0.023707 | 0.03701 | 0.044114 | 0.02424 | 0.024671 | 0.038145 | 0.045345 | 0.025225 | 0.02527 | 0.03914 | 0.04655 | 0.025838 | 0.026502 | 0.040424 | 0.04787 | 0.027098 | 0.027729 | 0.041721 | 0.049211 | 0.028352 | 0.02893 | 0.043031 | 0.050586 | 0.02958 | 0.030112 | 0.044345 | 0.051976 | 0.030788 | 0.03129 | 0.04569 | 0.053417 | 0.031992 | 0.032527 | 0.047067 | 0.054874 | 0.033257 | 0.033455 | 0.048107 | 0.055979 | 0.034206 | 0.034416 | 0.049171 | 0.057104 | 0.035188 | 0.035373 | 0.050248 | 0.058251 | 0.036167 | 0.036347 | 0.051343 | 0.059415 | 0.037163 | 0.037291 | 0.052395 | 0.06053 | 0.038128 | 0.038247 | 0.053465 | 0.061666 | 0.039105 | 0.039203 | 0.054534 | 0.062801 | 0.040082
Gen ($/Annual kWh) | 0 | 04-DMO-ResidentialMobileHome–DoubleWide-LIGHT | All | Gen:0:04-DMO-ResidentialMobileHome–DoubleWide-LIGHT:All | Interior Lighting | 0.015841 | 0.019958 | 0.022228 | 0.016194 | 0.016946 | 0.021656 | 0.024242 | 0.017323 | 0.017774 | 0.023086 | 0.025994 | 0.018169 | 0.019227 | 0.025154 | 0.028393 | 0.019655 | 0.019968 | 0.026496 | 0.030054 | 0.020412 | 0.020747 | 0.027347 | 0.030948 | 0.021209 | 0.021527 | 0.028203 | 0.031849 | 0.022006 | 0.023271 | 0.030038 | 0.033744 | 0.023789 | 0.024124 | 0.030952 | 0.034697 | 0.02466 | 0.024982 | 0.031872 | 0.035656 | 0.025538 | 0.025998 | 0.032887 | 0.036677 | 0.026576 | 0.02663 | 0.03374 | 0.037649 | 0.027222 | 0.02793 | 0.034909 | 0.03876 | 0.028551 | 0.029224 | 0.036087 | 0.039888 | 0.029873 | 0.03049 | 0.037272 | 0.041039 | 0.031168 | 0.031737 | 0.038457 | 0.0422 | 0.032442 | 0.032979 | 0.039665 | 0.0434 | 0.033712 | 0.034284 | 0.040907 | 0.044618 | 0.035045 | 0.035262 | 0.041842 | 0.045538 | 0.036046 | 0.036275 | 0.042801 | 0.046477 | 0.037081 | 0.037285 | 0.04377 | 0.047432 | 0.038113 | 0.038312 | 0.044755 | 0.048403 | 0.039163 | 0.039307 | 0.045702 | 0.049333 | 0.04018 | 0.040315 | 0.046665 | 0.050279 | 0.041211 | 0.041323 | 0.047627 | 0.051225 | 0.042241
Gen ($/Annual kWh) | 0 | 04-DMO-ResidentialMobileHome–DoubleWide-POOL_PMP | All | Gen:0:04-DMO-ResidentialMobileHome–DoubleWide-POOL_PMP:All | Pool Pump | 0.016843 | 0.026787 | 0.031927 | 0.017176 | 0.018025 | 0.029227 | 0.035021 | 0.018381 | 0.018908 | 0.031344 | 0.03778 | 0.019281 | 0.020438 | 0.034184 | 0.041299 | 0.020842 | 0.021234 | 0.036203 | 0.043954 | 0.021653 | 0.022068 | 0.037275 | 0.045148 | 0.022503 | 0.022902 | 0.038356 | 0.046354 | 0.023354 | 0.024732 | 0.040547 | 0.048728 | 0.025221 | 0.025645 | 0.041693 | 0.049993 | 0.026151 | 0.026565 | 0.042845 | 0.051262 | 0.027089 | 0.027654 | 0.044077 | 0.052565 | 0.0282 | 0.028329 | 0.045235 | 0.053973 | 0.028888 | 0.029725 | 0.046585 | 0.055293 | 0.030311 | 0.031114 | 0.047953 | 0.056645 | 0.031727 | 0.032473 | 0.049347 | 0.058052 | 0.033113 | 0.033811 | 0.050753 | 0.059488 | 0.034477 | 0.035144 | 0.052203 | 0.060994 | 0.035837 | 0.036545 | 0.053675 | 0.062498 | 0.037265 | 0.037593 | 0.054794 | 0.063651 | 0.038333 | 0.038677 | 0.055937 | 0.06482 | 0.039439 | 0.039759 | 0.057098 | 0.06602 | 0.040542 | 0.040858 | 0.058278 | 0.067237 | 0.041663 | 0.041924 | 0.05941 | 0.068399 | 0.04275 | 0.043004 | 0.060561 | 0.069584 | 0.043851 | 0.044083 | 0.061712 | 0.070768 | 0.044951
Gen ($/Annual kWh) | 0 | 04-DMO-ResidentialMobileHome–DoubleWide-REFG | All | Gen:0:04-DMO-ResidentialMobileHome–DoubleWide-REFG:All | Refrigeration | 0.0149 | 0.022905 | 0.027179 | 0.015234 | 0.015939 | 0.024892 | 0.029667 | 0.016296 | 0.016717 | 0.026584 | 0.031841 | 0.017091 | 0.018085 | 0.028985 | 0.034788 | 0.01849 | 0.018781 | 0.030578 | 0.036854 | 0.019202 | 0.019514 | 0.031537 | 0.037935 | 0.019951 | 0.020247 | 0.032501 | 0.039025 | 0.020701 | 0.021889 | 0.034555 | 0.041304 | 0.02238 | 0.02269 | 0.035584 | 0.042455 | 0.023199 | 0.023497 | 0.036617 | 0.043612 | 0.024024 | 0.024452 | 0.037747 | 0.044839 | 0.025 | 0.025046 | 0.038731 | 0.046029 | 0.025608 | 0.026268 | 0.040013 | 0.04735 | 0.026857 | 0.027484 | 0.041306 | 0.048691 | 0.0281 | 0.028675 | 0.042611 | 0.050064 | 0.029317 | 0.029846 | 0.04392 | 0.051452 | 0.030515 | 0.031014 | 0.04526 | 0.052889 | 0.031709 | 0.03224 | 0.046632 | 0.054343 | 0.032962 | 0.03316 | 0.047667 | 0.055445 | 0.033903 | 0.034112 | 0.048727 | 0.056567 | 0.034876 | 0.035062 | 0.0498 | 0.057711 | 0.035847 | 0.036027 | 0.05089 | 0.058872 | 0.036834 | 0.036963 | 0.051938 | 0.059985 | 0.03779 | 0.03791 | 0.053003 | 0.061117 | 0.038759 | 0.038858 | 0.054067 | 0.062249 | 0.039728
Gen ($/Annual kWh) | 0 | 04-DMO-ResidentialMobileHome–DoubleWide-SP_COOL | All | Gen:0:04-DMO-ResidentialMobileHome–DoubleWide-SP_COOL:All | Space Cooling | 0.0021839 | 0.043815 | 0.065429 | 0.0022346 | 0.0023359 | 0.048082 | 0.071837 | 0.0023901 | 0.0024498 | 0.051896 | 0.077578 | 0.0025067 | 0.0026509 | 0.05674 | 0.084834 | 0.0027125 | 0.0027526 | 0.060414 | 0.090369 | 0.0028166 | 0.0028598 | 0.062041 | 0.092782 | 0.0029263 | 0.0029671 | 0.063685 | 0.095222 | 0.003036 | 0.0032088 | 0.06691 | 0.099988 | 0.0032834 | 0.0033259 | 0.068632 | 0.10254 | 0.0034032 | 0.0034439 | 0.07036 | 0.1051 | 0.0035239 | 0.0035835 | 0.072126 | 0.10771 | 0.0036668 | 0.0036705 | 0.07406 | 0.1106 | 0.0037557 | 0.003849 | 0.075835 | 0.1132 | 0.0039384 | 0.0040267 | 0.077655 | 0.11587 | 0.0041202 | 0.0042006 | 0.079553 | 0.11865 | 0.0042982 | 0.0043718 | 0.081493 | 0.12151 | 0.0044733 | 0.0045425 | 0.08353 | 0.12451 | 0.0046479 | 0.0047217 | 0.085561 | 0.12749 | 0.0048313 | 0.0048562 | 0.087121 | 0.12979 | 0.0049689 | 0.0049954 | 0.0887 | 0.13211 | 0.0051113 | 0.0051342 | 0.090323 | 0.1345 | 0.0052534 | 0.0052755 | 0.091969 | 0.13693 | 0.0053979 | 0.0054123 | 0.093541 | 0.13924 | 0.0055378 | 0.0055508 | 0.095143 | 0.1416 | 0.0056796 | 0.0056894 | 0.096745 | 0.14396 | 0.0058214
Gen ($/Annual kWh) | 0 | 04-DMO-ResidentialMobileHome–DoubleWide-SP_HEAT | All | Gen:0:04-DMO-ResidentialMobileHome–DoubleWide-SP_HEAT:All | Space Heating | 0.027197 | 0.0087964 | 0 | 0.027878 | 0.029082 | 0.0094063 | 0 | 0.029809 | 0.030496 | 0.0098639 | 0 | 0.031259 | 0.033018 | 0.010679 | 0 | 0.033845 | 0.034276 | 0.011086 | 0 | 0.035133 | 0.035605 | 0.011516 | 0 | 0.036496 | 0.036935 | 0.011947 | 0 | 0.037859 | 0.039973 | 0.012928 | 0 | 0.040973 | 0.041424 | 0.013398 | 0 | 0.042461 | 0.042885 | 0.013871 | 0 | 0.043959 | 0.044613 | 0.01443 | 0 | 0.04573 | 0.045693 | 0.014779 | 0 | 0.046836 | 0.0479 | 0.015494 | 0 | 0.049099 | 0.050098 | 0.016205 | 0 | 0.051351 | 0.052249 | 0.016902 | 0 | 0.053556 | 0.054367 | 0.017587 | 0 | 0.055727 | 0.056478 | 0.018271 | 0 | 0.05789 | 0.058695 | 0.018988 | 0 | 0.060163 | 0.060361 | 0.019528 | 0 | 0.061871 | 0.062086 | 0.020086 | 0 | 0.063639 | 0.063806 | 0.020642 | 0 | 0.065401 | 0.065556 | 0.021209 | 0 | 0.067195 | 0.067251 | 0.021757 | 0 | 0.068932 | 0.068968 | 0.022313 | 0 | 0.070692 | 0.070684 | 0.022869 | 0 | 0.072451
Gen ($/Annual kWh) | 0 | 04-DMO-ResidentialMobileHome–DoubleWide-WAT_HEAT | All | Gen:0:04-DMO-ResidentialMobileHome–DoubleWide-WAT_HEAT:All | Water Heating | 0.017642 | 0.020272 | 0.021751 | 0.018021 | 0.018875 | 0.022004 | 0.023749 | 0.01928 | 0.019797 | 0.023463 | 0.025495 | 0.020223 | 0.021411 | 0.025555 | 0.027846 | 0.021871 | 0.022239 | 0.026928 | 0.029508 | 0.022717 | 0.023108 | 0.02779 | 0.030371 | 0.023605 | 0.023978 | 0.028657 | 0.031241 | 0.024493 | 0.025913 | 0.030496 | 0.033042 | 0.02647 | 0.026864 | 0.031424 | 0.033962 | 0.027442 | 0.027822 | 0.032356 | 0.034887 | 0.02842 | 0.028957 | 0.033385 | 0.035866 | 0.029579 | 0.029661 | 0.034249 | 0.036818 | 0.030299 | 0.031113 | 0.035435 | 0.037872 | 0.031782 | 0.032558 | 0.036629 | 0.038943 | 0.033258 | 0.033973 | 0.037829 | 0.04004 | 0.034702 | 0.035365 | 0.03903 | 0.041149 | 0.036124 | 0.036752 | 0.040255 | 0.042297 | 0.037541 | 0.03821 | 0.041513 | 0.043459 | 0.03903 | 0.039302 | 0.042463 | 0.04434 | 0.040145 | 0.040432 | 0.043436 | 0.045237 | 0.0413 | 0.041559 | 0.044419 | 0.046152 | 0.042451 | 0.042705 | 0.045418 | 0.047081 | 0.043622 | 0.043816 | 0.04638 | 0.047971 | 0.044756 | 0.044941 | 0.047356 | 0.048876 | 0.045905 | 0.046066 | 0.048333 | 0.049782 | 0.047054
Gen ($/Annual kWh) | 0 | 05-ECC-Education–CommunityCollege-COOL | All | Gen:0:05-ECC-Education–CommunityCollege-COOL:All | Space Cooling | 0.014143 | 0.031114 | 0.039861 | 0.014402 | 0.015138 | 0.034083 | 0.043853 | 0.015415 | 0.015882 | 0.036708 | 0.047455 | 0.016172 | 0.017159 | 0.040068 | 0.051894 | 0.017473 | 0.017831 | 0.042595 | 0.055385 | 0.018158 | 0.018534 | 0.043781 | 0.056816 | 0.018873 | 0.019236 | 0.044977 | 0.058265 | 0.019588 | 0.020762 | 0.047305 | 0.060998 | 0.021142 | 0.021531 | 0.048566 | 0.062509 | 0.021926 | 0.022307 | 0.049833 | 0.064024 | 0.022715 | 0.023226 | 0.051153 | 0.065545 | 0.023651 | 0.023794 | 0.05251 | 0.067311 | 0.024229 | 0.024972 | 0.053888 | 0.068781 | 0.025429 | 0.026145 | 0.055293 | 0.070296 | 0.026623 | 0.027293 | 0.056743 | 0.071894 | 0.027792 | 0.028422 | 0.058218 | 0.073537 | 0.028941 | 0.029547 | 0.059753 | 0.075277 | 0.030087 | 0.030729 | 0.061296 | 0.076997 | 0.031291 | 0.031613 | 0.062479 | 0.078328 | 0.032191 | 0.032527 | 0.063681 | 0.079672 | 0.033122 | 0.033439 | 0.06491 | 0.081059 | 0.03405 | 0.034366 | 0.066158 | 0.082465 | 0.034994 | 0.035264 | 0.067351 | 0.083804 | 0.035909 | 0.036174 | 0.068567 | 0.085171 | 0.036836 | 0.037084 | 0.069783 | 0.086538 | 0.037762
Gen ($/Annual kWh) | 0 | 05-ECC-Education–CommunityCollege-LIT_INT | All | Gen:0:05-ECC-Education–CommunityCollege-LIT_INT:All | Interior Lighting | 0.016326 | 0.025076 | 0.029629 | 0.016652 | 0.017471 | 0.027364 | 0.032513 | 0.01782 | 0.018326 | 0.029351 | 0.035089 | 0.018693 | 0.019811 | 0.032009 | 0.038359 | 0.020207 | 0.020582 | 0.033904 | 0.040841 | 0.020993 | 0.021389 | 0.034906 | 0.041943 | 0.021817 | 0.022197 | 0.035916 | 0.043056 | 0.022641 | 0.023974 | 0.037959 | 0.045236 | 0.024453 | 0.024858 | 0.039029 | 0.046403 | 0.025355 | 0.025748 | 0.040105 | 0.047574 | 0.026263 | 0.026803 | 0.041256 | 0.048772 | 0.027339 | 0.027457 | 0.04234 | 0.05008 | 0.028006 | 0.028808 | 0.043598 | 0.051287 | 0.029384 | 0.030153 | 0.044874 | 0.052524 | 0.030756 | 0.03147 | 0.046174 | 0.053814 | 0.032099 | 0.032765 | 0.047486 | 0.055132 | 0.03342 | 0.034056 | 0.048839 | 0.056515 | 0.034736 | 0.035412 | 0.050212 | 0.057895 | 0.03612 | 0.036427 | 0.051258 | 0.058954 | 0.037155 | 0.037478 | 0.052324 | 0.060027 | 0.038226 | 0.038525 | 0.053408 | 0.061129 | 0.039294 | 0.03959 | 0.05451 | 0.062248 | 0.040381 | 0.040623 | 0.055566 | 0.063315 | 0.041434 | 0.041668 | 0.05664 | 0.064403 | 0.0425 | 0.042713 | 0.057715 | 0.065491 | 0.043566
Gen ($/Annual kWh) | 0 | 05-ECC-Education–CommunityCollege-OFF_EQ | All | Gen:0:05-ECC-Education–CommunityCollege-OFF_EQ:All | Office Equipment | 0.016255 | 0.023887 | 0.027906 | 0.016595 | 0.017393 | 0.02602 | 0.030561 | 0.017756 | 0.018243 | 0.027855 | 0.032913 | 0.018625 | 0.019727 | 0.030372 | 0.035972 | 0.020139 | 0.020491 | 0.032114 | 0.038226 | 0.02092 | 0.021294 | 0.033089 | 0.039292 | 0.021739 | 0.022097 | 0.03407 | 0.040367 | 0.022558 | 0.023874 | 0.036097 | 0.042529 | 0.024373 | 0.024752 | 0.037141 | 0.04366 | 0.025269 | 0.025636 | 0.038189 | 0.044795 | 0.026172 | 0.026683 | 0.039322 | 0.045974 | 0.027241 | 0.027333 | 0.040351 | 0.047202 | 0.027904 | 0.028674 | 0.041612 | 0.048423 | 0.029273 | 0.030009 | 0.042887 | 0.04967 | 0.030635 | 0.031315 | 0.044181 | 0.050959 | 0.031969 | 0.0326 | 0.045483 | 0.052271 | 0.033281 | 0.033882 | 0.04682 | 0.05364 | 0.034589 | 0.035227 | 0.048183 | 0.055014 | 0.035963 | 0.036235 | 0.049217 | 0.056063 | 0.036992 | 0.037279 | 0.050274 | 0.057129 | 0.038057 | 0.038319 | 0.051345 | 0.058219 | 0.039118 | 0.039377 | 0.052434 | 0.059326 | 0.040198 | 0.040402 | 0.05348 | 0.060384 | 0.041245 | 0.04144 | 0.054543 | 0.061461 | 0.042305 | 0.042478 | 0.055606 | 0.062539 | 0.043364
Gen ($/Annual kWh) | 0 | 05-ECC-Education–CommunityCollege-LIT_EXT | All | Gen:0:05-ECC-Education–CommunityCollege-LIT_EXT:All | Exterior Lighting | 0.016434 | 0.018831 | 0.020286 | 0.016825 | 0.017576 | 0.020333 | 0.021989 | 0.017994 | 0.018432 | 0.021563 | 0.023425 | 0.018871 | 0.019949 | 0.023481 | 0.025569 | 0.020424 | 0.020713 | 0.024613 | 0.026903 | 0.021206 | 0.021518 | 0.025459 | 0.027779 | 0.022031 | 0.022324 | 0.026308 | 0.028661 | 0.022856 | 0.024148 | 0.028214 | 0.030631 | 0.024724 | 0.025028 | 0.029127 | 0.031572 | 0.025625 | 0.025915 | 0.030045 | 0.032518 | 0.026532 | 0.026963 | 0.03108 | 0.033559 | 0.027605 | 0.027617 | 0.031877 | 0.034439 | 0.028274 | 0.028957 | 0.033112 | 0.035636 | 0.029646 | 0.030291 | 0.034351 | 0.036842 | 0.031012 | 0.031597 | 0.035586 | 0.038057 | 0.032349 | 0.032882 | 0.036814 | 0.039271 | 0.033665 | 0.034164 | 0.038057 | 0.040511 | 0.034977 | 0.03551 | 0.039345 | 0.041784 | 0.036354 | 0.03652 | 0.040308 | 0.042736 | 0.037389 | 0.037566 | 0.041299 | 0.043712 | 0.03846 | 0.038609 | 0.042295 | 0.044697 | 0.039527 | 0.03967 | 0.043308 | 0.0457 | 0.040613 | 0.040698 | 0.044285 | 0.046663 | 0.041666 | 0.041738 | 0.045277 | 0.047643 | 0.042731 | 0.042779 | 0.046268 | 0.048622 | 0.043797
Gen ($/Annual kWh) | 0 | 05-ECC-Education–CommunityCollege-REFG | All | Gen:0:05-ECC-Education–CommunityCollege-REFG:All | Refrigeration | 0.01596 | 0.02198 | 0.025233 | 0.016315 | 0.017073 | 0.023878 | 0.027547 | 0.017453 | 0.017907 | 0.02549 | 0.02957 | 0.018305 | 0.019371 | 0.027784 | 0.032308 | 0.019802 | 0.020117 | 0.029301 | 0.034231 | 0.020565 | 0.020903 | 0.030225 | 0.035233 | 0.021368 | 0.021688 | 0.031155 | 0.036243 | 0.022171 | 0.023446 | 0.033135 | 0.038351 | 0.023968 | 0.024304 | 0.034127 | 0.039419 | 0.024845 | 0.025169 | 0.035124 | 0.040491 | 0.025729 | 0.026192 | 0.036217 | 0.041626 | 0.026775 | 0.026829 | 0.037159 | 0.042732 | 0.027426 | 0.028139 | 0.038405 | 0.043952 | 0.028765 | 0.029442 | 0.03966 | 0.045192 | 0.030097 | 0.030718 | 0.040927 | 0.046462 | 0.031401 | 0.031974 | 0.042196 | 0.047746 | 0.032684 | 0.033225 | 0.043493 | 0.049075 | 0.033964 | 0.03454 | 0.044823 | 0.050421 | 0.035308 | 0.035526 | 0.045826 | 0.05144 | 0.036315 | 0.036546 | 0.046854 | 0.052479 | 0.037358 | 0.037563 | 0.047893 | 0.053537 | 0.038398 | 0.038598 | 0.04895 | 0.054612 | 0.039456 | 0.039601 | 0.049965 | 0.055641 | 0.040481 | 0.040616 | 0.050998 | 0.056689 | 0.041519 | 0.041632 | 0.05203 | 0.057737 | 0.042557
Gen ($/Annual kWh) | 0 | 05-ECC-Education–CommunityCollege-VENT | All | Gen:0:05-ECC-Education–CommunityCollege-VENT:All | Ventilation | 0.016469 | 0.02472 | 0.029001 | 0.016797 | 0.017624 | 0.026968 | 0.031819 | 0.017975 | 0.018488 | 0.028917 | 0.034333 | 0.018855 | 0.019985 | 0.031534 | 0.037532 | 0.020382 | 0.020762 | 0.033392 | 0.039954 | 0.021175 | 0.021577 | 0.034383 | 0.041035 | 0.022007 | 0.022393 | 0.035382 | 0.042127 | 0.022838 | 0.024184 | 0.037407 | 0.044271 | 0.024665 | 0.025076 | 0.038466 | 0.045416 | 0.025575 | 0.025974 | 0.039531 | 0.046565 | 0.026491 | 0.027039 | 0.040671 | 0.047743 | 0.027577 | 0.027699 | 0.041739 | 0.049022 | 0.02825 | 0.029063 | 0.042991 | 0.050212 | 0.029641 | 0.03042 | 0.044259 | 0.05143 | 0.031025 | 0.031749 | 0.045551 | 0.0527 | 0.03238 | 0.033056 | 0.046853 | 0.053996 | 0.033713 | 0.034359 | 0.048195 | 0.055356 | 0.035041 | 0.035727 | 0.049559 | 0.056714 | 0.036437 | 0.036751 | 0.050596 | 0.057755 | 0.037482 | 0.037812 | 0.051655 | 0.058811 | 0.038563 | 0.038868 | 0.05273 | 0.059894 | 0.03964 | 0.039943 | 0.053823 | 0.060994 | 0.040736 | 0.040985 | 0.054871 | 0.062043 | 0.041799 | 0.04204 | 0.055938 | 0.063113 | 0.042875 | 0.043095 | 0.057004 | 0.064183 | 0.04395
Gen ($/Annual kWh) | 0 | 06-EPR-Education–PrimarySchool-COOL | All | Gen:0:06-EPR-Education–PrimarySchool-COOL:All | Space Cooling | 0.011024 | 0.038213 | 0.05228 | 0.011211 | 0.011803 | 0.041977 | 0.057596 | 0.012003 | 0.012384 | 0.045345 | 0.062414 | 0.012593 | 0.013374 | 0.049531 | 0.068257 | 0.0136 | 0.013901 | 0.052792 | 0.072942 | 0.014136 | 0.01445 | 0.054196 | 0.074784 | 0.014695 | 0.015 | 0.055615 | 0.07665 | 0.015254 | 0.01618 | 0.058289 | 0.080088 | 0.016454 | 0.016782 | 0.059776 | 0.082029 | 0.017066 | 0.017389 | 0.061269 | 0.083976 | 0.017684 | 0.018109 | 0.062792 | 0.085909 | 0.018416 | 0.018553 | 0.064471 | 0.088228 | 0.018867 | 0.019476 | 0.065995 | 0.090052 | 0.019806 | 0.020395 | 0.067559 | 0.091939 | 0.02074 | 0.021295 | 0.069191 | 0.093941 | 0.021655 | 0.022179 | 0.070861 | 0.096009 | 0.022554 | 0.023061 | 0.072617 | 0.098208 | 0.023451 | 0.023987 | 0.074364 | 0.10037 | 0.024393 | 0.024679 | 0.075714 | 0.10206 | 0.025096 | 0.025394 | 0.07708 | 0.10375 | 0.025824 | 0.026108 | 0.078484 | 0.10551 | 0.026549 | 0.026833 | 0.079908 | 0.10728 | 0.027287 | 0.027536 | 0.081267 | 0.10898 | 0.028002 | 0.028248 | 0.082653 | 0.1107 | 0.028726 | 0.02896 | 0.084039 | 0.11243 | 0.02945
Gen ($/Annual kWh) | 0 | 06-EPR-Education–PrimarySchool-LIT_INT | All | Gen:0:06-EPR-Education–PrimarySchool-LIT_INT:All | Interior Lighting | 0.01665 | 0.02544 | 0.029941 | 0.016963 | 0.01782 | 0.027786 | 0.032896 | 0.018156 | 0.018695 | 0.029831 | 0.035547 | 0.019047 | 0.020202 | 0.03253 | 0.038862 | 0.020582 | 0.020991 | 0.034486 | 0.041424 | 0.021387 | 0.021817 | 0.035493 | 0.04252 | 0.022228 | 0.022644 | 0.036507 | 0.043628 | 0.02307 | 0.024444 | 0.038528 | 0.045754 | 0.024905 | 0.025349 | 0.039603 | 0.046912 | 0.025827 | 0.02626 | 0.040684 | 0.048075 | 0.026755 | 0.02734 | 0.041834 | 0.049255 | 0.027855 | 0.028009 | 0.042934 | 0.050578 | 0.028536 | 0.029393 | 0.044182 | 0.051746 | 0.029947 | 0.030771 | 0.045449 | 0.052946 | 0.03135 | 0.032119 | 0.046743 | 0.054203 | 0.032724 | 0.033446 | 0.048049 | 0.055491 | 0.034075 | 0.034768 | 0.049399 | 0.056847 | 0.035422 | 0.036157 | 0.050767 | 0.058195 | 0.036838 | 0.037196 | 0.051811 | 0.059235 | 0.037896 | 0.038271 | 0.052874 | 0.060286 | 0.038991 | 0.039342 | 0.053957 | 0.061368 | 0.040082 | 0.040432 | 0.055056 | 0.062465 | 0.041193 | 0.041488 | 0.05611 | 0.063512 | 0.042269 | 0.042558 | 0.057182 | 0.064579 | 0.043358 | 0.043627 | 0.058254 | 0.065646 | 0.044448
Gen ($/Annual kWh) | 0 | 06-EPR-Education–PrimarySchool-OFF_EQ | All | Gen:0:06-EPR-Education–PrimarySchool-OFF_EQ:All | Office Equipment | 0.016828 | 0.024103 | 0.027887 | 0.017165 | 0.018008 | 0.026284 | 0.030589 | 0.018368 | 0.01889 | 0.028169 | 0.032999 | 0.019268 | 0.020421 | 0.030713 | 0.036071 | 0.020829 | 0.021215 | 0.032509 | 0.03839 | 0.021639 | 0.022048 | 0.033481 | 0.039433 | 0.022488 | 0.02288 | 0.03446 | 0.040486 | 0.023337 | 0.024712 | 0.03645 | 0.042558 | 0.025206 | 0.025623 | 0.037489 | 0.043663 | 0.026135 | 0.026541 | 0.038534 | 0.044772 | 0.027071 | 0.027628 | 0.039656 | 0.045911 | 0.02818 | 0.028302 | 0.040696 | 0.04714 | 0.028868 | 0.029695 | 0.041934 | 0.048295 | 0.030289 | 0.031082 | 0.043187 | 0.049477 | 0.031702 | 0.032439 | 0.044462 | 0.050707 | 0.033087 | 0.033774 | 0.045747 | 0.051963 | 0.034448 | 0.035105 | 0.047069 | 0.053279 | 0.035805 | 0.036503 | 0.048414 | 0.054594 | 0.037231 | 0.037549 | 0.049437 | 0.055602 | 0.038298 | 0.038632 | 0.050481 | 0.056624 | 0.039403 | 0.039711 | 0.051541 | 0.057673 | 0.040504 | 0.040809 | 0.052618 | 0.058737 | 0.041624 | 0.041873 | 0.053651 | 0.059754 | 0.042709 | 0.042951 | 0.054702 | 0.060789 | 0.043808 | 0.044028 | 0.055753 | 0.061825 | 0.044907
Gen ($/Annual kWh) | 0 | 06-EPR-Education–PrimarySchool-LIT_EXT | All | Gen:0:06-EPR-Education–PrimarySchool-LIT_EXT:All | Exterior Lighting | 0.016436 | 0.018814 | 0.02026 | 0.016828 | 0.017578 | 0.020315 | 0.02196 | 0.017997 | 0.018435 | 0.021544 | 0.023394 | 0.018874 | 0.019952 | 0.023459 | 0.025535 | 0.020427 | 0.020716 | 0.02459 | 0.026866 | 0.021209 | 0.021522 | 0.025436 | 0.027742 | 0.022034 | 0.022328 | 0.026284 | 0.028622 | 0.022859 | 0.024152 | 0.028189 | 0.030592 | 0.024728 | 0.025032 | 0.029101 | 0.031531 | 0.025629 | 0.025919 | 0.030019 | 0.032476 | 0.026536 | 0.026967 | 0.031054 | 0.033517 | 0.027609 | 0.027621 | 0.03185 | 0.034395 | 0.028279 | 0.028961 | 0.033085 | 0.035592 | 0.029651 | 0.030296 | 0.034323 | 0.036798 | 0.031017 | 0.031602 | 0.035558 | 0.038011 | 0.032354 | 0.032887 | 0.036785 | 0.039225 | 0.03367 | 0.034169 | 0.038028 | 0.040464 | 0.034982 | 0.035515 | 0.039315 | 0.041737 | 0.03636 | 0.036526 | 0.040278 | 0.042688 | 0.037395 | 0.037572 | 0.041268 | 0.043663 | 0.038465 | 0.038615 | 0.042264 | 0.044648 | 0.039533 | 0.039676 | 0.043277 | 0.045649 | 0.04062 | 0.040704 | 0.044253 | 0.046612 | 0.041672 | 0.041745 | 0.045244 | 0.047591 | 0.042738 | 0.042786 | 0.046235 | 0.048569 | 0.043803
Gen ($/Annual kWh) | 0 | 06-EPR-Education–PrimarySchool-REFG | All | Gen:0:06-EPR-Education–PrimarySchool-REFG:All | Refrigeration | 0.016455 | 0.02147 | 0.02421 | 0.016821 | 0.017603 | 0.023319 | 0.026432 | 0.017994 | 0.018462 | 0.024887 | 0.028376 | 0.018873 | 0.019972 | 0.027124 | 0.031003 | 0.020416 | 0.020741 | 0.028598 | 0.032851 | 0.021202 | 0.021551 | 0.029503 | 0.033811 | 0.02203 | 0.022361 | 0.030413 | 0.03478 | 0.022858 | 0.024173 | 0.032353 | 0.036799 | 0.02471 | 0.025058 | 0.033324 | 0.037821 | 0.025615 | 0.02595 | 0.034301 | 0.038849 | 0.026527 | 0.027005 | 0.035373 | 0.039937 | 0.027605 | 0.027661 | 0.036292 | 0.040997 | 0.028276 | 0.029012 | 0.037516 | 0.042165 | 0.029656 | 0.030356 | 0.038751 | 0.043352 | 0.03103 | 0.031671 | 0.039995 | 0.044568 | 0.032375 | 0.032966 | 0.041241 | 0.045798 | 0.033698 | 0.034257 | 0.042514 | 0.047071 | 0.035017 | 0.035612 | 0.043819 | 0.048359 | 0.036403 | 0.036629 | 0.044804 | 0.049336 | 0.037442 | 0.037681 | 0.045814 | 0.05033 | 0.038517 | 0.03873 | 0.046834 | 0.051344 | 0.039589 | 0.039797 | 0.047871 | 0.052373 | 0.04068 | 0.04083 | 0.048869 | 0.053359 | 0.041737 | 0.041877 | 0.049882 | 0.054362 | 0.042807 | 0.042924 | 0.050895 | 0.055366 | 0.043877
Gen ($/Annual kWh) | 0 | 06-EPR-Education–PrimarySchool-VENT | All | Gen:0:06-EPR-Education–PrimarySchool-VENT:All | Ventilation | 0.016605 | 0.027022 | 0.032295 | 0.016896 | 0.017775 | 0.02957 | 0.035552 | 0.018088 | 0.018649 | 0.031809 | 0.038496 | 0.018977 | 0.020144 | 0.034696 | 0.042095 | 0.020499 | 0.020936 | 0.03685 | 0.044953 | 0.021304 | 0.021762 | 0.037895 | 0.046103 | 0.022145 | 0.022589 | 0.038949 | 0.047268 | 0.022986 | 0.024373 | 0.040998 | 0.049437 | 0.024801 | 0.025278 | 0.042112 | 0.05065 | 0.025722 | 0.02619 | 0.043231 | 0.051867 | 0.026651 | 0.027272 | 0.044409 | 0.053083 | 0.027751 | 0.02794 | 0.045583 | 0.054514 | 0.028431 | 0.029327 | 0.046834 | 0.055678 | 0.029843 | 0.030708 | 0.048107 | 0.05688 | 0.031247 | 0.032059 | 0.049415 | 0.05815 | 0.032622 | 0.033388 | 0.05074 | 0.059459 | 0.033975 | 0.034713 | 0.052116 | 0.060846 | 0.035322 | 0.036105 | 0.053503 | 0.062216 | 0.036739 | 0.037144 | 0.054565 | 0.063279 | 0.037796 | 0.03822 | 0.055646 | 0.06435 | 0.038891 | 0.039292 | 0.056749 | 0.065457 | 0.039982 | 0.040383 | 0.057869 | 0.06658 | 0.041092 | 0.04144 | 0.058941 | 0.067649 | 0.042168 | 0.042511 | 0.060033 | 0.068739 | 0.043257 | 0.043581 | 0.061124 | 0.06983 | 0.044346
Gen ($/Annual kWh) | 0 | 07-ESE-Education–SecondarySchool-COOL | All | Gen:0:07-ESE-Education–SecondarySchool-COOL:All | Space Cooling | 0.011024 | 0.038213 | 0.05228 | 0.011211 | 0.011803 | 0.041977 | 0.057596 | 0.012003 | 0.012384 | 0.045345 | 0.062414 | 0.012593 | 0.013374 | 0.049531 | 0.068257 | 0.0136 | 0.013901 | 0.052792 | 0.072942 | 0.014136 | 0.01445 | 0.054196 | 0.074784 | 0.014695 | 0.015 | 0.055615 | 0.07665 | 0.015254 | 0.01618 | 0.058289 | 0.080088 | 0.016454 | 0.016782 | 0.059776 | 0.082029 | 0.017066 | 0.017389 | 0.061269 | 0.083976 | 0.017684 | 0.018109 | 0.062792 | 0.085909 | 0.018416 | 0.018553 | 0.064471 | 0.088228 | 0.018867 | 0.019476 | 0.065995 | 0.090052 | 0.019806 | 0.020395 | 0.067559 | 0.091939 | 0.02074 | 0.021295 | 0.069191 | 0.093941 | 0.021655 | 0.022179 | 0.070861 | 0.096009 | 0.022554 | 0.023061 | 0.072617 | 0.098208 | 0.023451 | 0.023987 | 0.074364 | 0.10037 | 0.024393 | 0.024679 | 0.075714 | 0.10206 | 0.025096 | 0.025394 | 0.07708 | 0.10375 | 0.025824 | 0.026108 | 0.078484 | 0.10551 | 0.026549 | 0.026833 | 0.079908 | 0.10728 | 0.027287 | 0.027536 | 0.081267 | 0.10898 | 0.028002 | 0.028248 | 0.082653 | 0.1107 | 0.028726 | 0.02896 | 0.084039 | 0.11243 | 0.02945
Gen ($/Annual kWh) | 0 | 07-ESE-Education–SecondarySchool-LIT_INT | All | Gen:0:07-ESE-Education–SecondarySchool-LIT_INT:All | Interior Lighting | 0.01665 | 0.02544 | 0.029941 | 0.016963 | 0.01782 | 0.027786 | 0.032896 | 0.018156 | 0.018695 | 0.029831 | 0.035547 | 0.019047 | 0.020202 | 0.03253 | 0.038862 | 0.020582 | 0.020991 | 0.034486 | 0.041424 | 0.021387 | 0.021817 | 0.035493 | 0.04252 | 0.022228 | 0.022644 | 0.036507 | 0.043628 | 0.02307 | 0.024444 | 0.038528 | 0.045754 | 0.024905 | 0.025349 | 0.039603 | 0.046912 | 0.025827 | 0.02626 | 0.040684 | 0.048075 | 0.026755 | 0.02734 | 0.041834 | 0.049255 | 0.027855 | 0.028009 | 0.042934 | 0.050578 | 0.028536 | 0.029393 | 0.044182 | 0.051746 | 0.029947 | 0.030771 | 0.045449 | 0.052946 | 0.03135 | 0.032119 | 0.046743 | 0.054203 | 0.032724 | 0.033446 | 0.048049 | 0.055491 | 0.034075 | 0.034768 | 0.049399 | 0.056847 | 0.035422 | 0.036157 | 0.050767 | 0.058195 | 0.036838 | 0.037196 | 0.051811 | 0.059235 | 0.037896 | 0.038271 | 0.052874 | 0.060286 | 0.038991 | 0.039342 | 0.053957 | 0.061368 | 0.040082 | 0.040432 | 0.055056 | 0.062465 | 0.041193 | 0.041488 | 0.05611 | 0.063512 | 0.042269 | 0.042558 | 0.057182 | 0.064579 | 0.043358 | 0.043627 | 0.058254 | 0.065646 | 0.044448
Gen ($/Annual kWh) | 0 | 07-ESE-Education–SecondarySchool-OFF_EQ | All | Gen:0:07-ESE-Education–SecondarySchool-OFF_EQ:All | Office Equipment | 0.016828 | 0.024103 | 0.027887 | 0.017165 | 0.018008 | 0.026284 | 0.030589 | 0.018368 | 0.01889 | 0.028169 | 0.032999 | 0.019268 | 0.020421 | 0.030713 | 0.036071 | 0.020829 | 0.021215 | 0.032509 | 0.03839 | 0.021639 | 0.022048 | 0.033481 | 0.039433 | 0.022488 | 0.02288 | 0.03446 | 0.040486 | 0.023337 | 0.024712 | 0.03645 | 0.042558 | 0.025206 | 0.025623 | 0.037489 | 0.043663 | 0.026135 | 0.026541 | 0.038534 | 0.044772 | 0.027071 | 0.027628 | 0.039656 | 0.045911 | 0.02818 | 0.028302 | 0.040696 | 0.04714 | 0.028868 | 0.029695 | 0.041934 | 0.048295 | 0.030289 | 0.031082 | 0.043187 | 0.049477 | 0.031702 | 0.032439 | 0.044462 | 0.050707 | 0.033087 | 0.033774 | 0.045747 | 0.051963 | 0.034448 | 0.035105 | 0.047069 | 0.053279 | 0.035805 | 0.036503 | 0.048414 | 0.054594 | 0.037231 | 0.037549 | 0.049437 | 0.055602 | 0.038298 | 0.038632 | 0.050481 | 0.056624 | 0.039403 | 0.039711 | 0.051541 | 0.057673 | 0.040504 | 0.040809 | 0.052618 | 0.058737 | 0.041624 | 0.041873 | 0.053651 | 0.059754 | 0.042709 | 0.042951 | 0.054702 | 0.060789 | 0.043808 | 0.044028 | 0.055753 | 0.061825 | 0.044907
Gen ($/Annual kWh) | 0 | 07-ESE-Education–SecondarySchool-LIT_EXT | All | Gen:0:07-ESE-Education–SecondarySchool-LIT_EXT:All | Exterior Lighting | 0.016436 | 0.018814 | 0.02026 | 0.016828 | 0.017578 | 0.020315 | 0.02196 | 0.017997 | 0.018435 | 0.021544 | 0.023394 | 0.018874 | 0.019952 | 0.023459 | 0.025535 | 0.020427 | 0.020716 | 0.02459 | 0.026866 | 0.021209 | 0.021522 | 0.025436 | 0.027742 | 0.022034 | 0.022328 | 0.026284 | 0.028622 | 0.022859 | 0.024152 | 0.028189 | 0.030592 | 0.024728 | 0.025032 | 0.029101 | 0.031531 | 0.025629 | 0.025919 | 0.030019 | 0.032476 | 0.026536 | 0.026967 | 0.031054 | 0.033517 | 0.027609 | 0.027621 | 0.03185 | 0.034395 | 0.028279 | 0.028961 | 0.033085 | 0.035592 | 0.029651 | 0.030296 | 0.034323 | 0.036798 | 0.031017 | 0.031602 | 0.035558 | 0.038011 | 0.032354 | 0.032887 | 0.036785 | 0.039225 | 0.03367 | 0.034169 | 0.038028 | 0.040464 | 0.034982 | 0.035515 | 0.039315 | 0.041737 | 0.03636 | 0.036526 | 0.040278 | 0.042688 | 0.037395 | 0.037572 | 0.041268 | 0.043663 | 0.038465 | 0.038615 | 0.042264 | 0.044648 | 0.039533 | 0.039676 | 0.043277 | 0.045649 | 0.04062 | 0.040704 | 0.044253 | 0.046612 | 0.041672 | 0.041745 | 0.045244 | 0.047591 | 0.042738 | 0.042786 | 0.046235 | 0.048569 | 0.043803
Gen ($/Annual kWh) | 0 | 07-ESE-Education–SecondarySchool-REFG | All | Gen:0:07-ESE-Education–SecondarySchool-REFG:All | Refrigeration | 0.016455 | 0.02147 | 0.02421 | 0.016821 | 0.017603 | 0.023319 | 0.026432 | 0.017994 | 0.018462 | 0.024887 | 0.028376 | 0.018873 | 0.019972 | 0.027124 | 0.031003 | 0.020416 | 0.020741 | 0.028598 | 0.032851 | 0.021202 | 0.021551 | 0.029503 | 0.033811 | 0.02203 | 0.022361 | 0.030413 | 0.03478 | 0.022858 | 0.024173 | 0.032353 | 0.036799 | 0.02471 | 0.025058 | 0.033324 | 0.037821 | 0.025615 | 0.02595 | 0.034301 | 0.038849 | 0.026527 | 0.027005 | 0.035373 | 0.039937 | 0.027605 | 0.027661 | 0.036292 | 0.040997 | 0.028276 | 0.029012 | 0.037516 | 0.042165 | 0.029656 | 0.030356 | 0.038751 | 0.043352 | 0.03103 | 0.031671 | 0.039995 | 0.044568 | 0.032375 | 0.032966 | 0.041241 | 0.045798 | 0.033698 | 0.034257 | 0.042514 | 0.047071 | 0.035017 | 0.035612 | 0.043819 | 0.048359 | 0.036403 | 0.036629 | 0.044804 | 0.049336 | 0.037442 | 0.037681 | 0.045814 | 0.05033 | 0.038517 | 0.03873 | 0.046834 | 0.051344 | 0.039589 | 0.039797 | 0.047871 | 0.052373 | 0.04068 | 0.04083 | 0.048869 | 0.053359 | 0.041737 | 0.041877 | 0.049882 | 0.054362 | 0.042807 | 0.042924 | 0.050895 | 0.055366 | 0.043877
Gen ($/Annual kWh) | 0 | 07-ESE-Education–SecondarySchool-VENT | All | Gen:0:07-ESE-Education–SecondarySchool-VENT:All | Ventilation | 0.016605 | 0.027022 | 0.032295 | 0.016896 | 0.017775 | 0.02957 | 0.035552 | 0.018088 | 0.018649 | 0.031809 | 0.038496 | 0.018977 | 0.020144 | 0.034696 | 0.042095 | 0.020499 | 0.020936 | 0.03685 | 0.044953 | 0.021304 | 0.021762 | 0.037895 | 0.046103 | 0.022145 | 0.022589 | 0.038949 | 0.047268 | 0.022986 | 0.024373 | 0.040998 | 0.049437 | 0.024801 | 0.025278 | 0.042112 | 0.05065 | 0.025722 | 0.02619 | 0.043231 | 0.051867 | 0.026651 | 0.027272 | 0.044409 | 0.053083 | 0.027751 | 0.02794 | 0.045583 | 0.054514 | 0.028431 | 0.029327 | 0.046834 | 0.055678 | 0.029843 | 0.030708 | 0.048107 | 0.05688 | 0.031247 | 0.032059 | 0.049415 | 0.05815 | 0.032622 | 0.033388 | 0.05074 | 0.059459 | 0.033975 | 0.034713 | 0.052116 | 0.060846 | 0.035322 | 0.036105 | 0.053503 | 0.062216 | 0.036739 | 0.037144 | 0.054565 | 0.063279 | 0.037796 | 0.03822 | 0.055646 | 0.06435 | 0.038891 | 0.039292 | 0.056749 | 0.065457 | 0.039982 | 0.040383 | 0.057869 | 0.06658 | 0.041092 | 0.04144 | 0.058941 | 0.067649 | 0.042168 | 0.042511 | 0.060033 | 0.068739 | 0.043257 | 0.043581 | 0.061124 | 0.06983 | 0.044346
Gen ($/Annual kWh) | 0 | 08-EUN-Education–University-COOL | All | Gen:0:08-EUN-Education–University-COOL:All | Space Cooling | 0.014143 | 0.031114 | 0.039861 | 0.014402 | 0.015138 | 0.034083 | 0.043853 | 0.015415 | 0.015882 | 0.036708 | 0.047455 | 0.016172 | 0.017159 | 0.040068 | 0.051894 | 0.017473 | 0.017831 | 0.042595 | 0.055385 | 0.018158 | 0.018534 | 0.043781 | 0.056816 | 0.018873 | 0.019236 | 0.044977 | 0.058265 | 0.019588 | 0.020762 | 0.047305 | 0.060998 | 0.021142 | 0.021531 | 0.048566 | 0.062509 | 0.021926 | 0.022307 | 0.049833 | 0.064024 | 0.022715 | 0.023226 | 0.051153 | 0.065545 | 0.023651 | 0.023794 | 0.05251 | 0.067311 | 0.024229 | 0.024972 | 0.053888 | 0.068781 | 0.025429 | 0.026145 | 0.055293 | 0.070296 | 0.026623 | 0.027293 | 0.056743 | 0.071894 | 0.027792 | 0.028422 | 0.058218 | 0.073537 | 0.028941 | 0.029547 | 0.059753 | 0.075277 | 0.030087 | 0.030729 | 0.061296 | 0.076997 | 0.031291 | 0.031613 | 0.062479 | 0.078328 | 0.032191 | 0.032527 | 0.063681 | 0.079672 | 0.033122 | 0.033439 | 0.06491 | 0.081059 | 0.03405 | 0.034366 | 0.066158 | 0.082465 | 0.034994 | 0.035264 | 0.067351 | 0.083804 | 0.035909 | 0.036174 | 0.068567 | 0.085171 | 0.036836 | 0.037084 | 0.069783 | 0.086538 | 0.037762
Gen ($/Annual kWh) | 0 | 08-EUN-Education–University-LIT_INT | All | Gen:0:08-EUN-Education–University-LIT_INT:All | Interior Lighting | 0.016326 | 0.025076 | 0.029629 | 0.016652 | 0.017471 | 0.027364 | 0.032513 | 0.01782 | 0.018326 | 0.029351 | 0.035089 | 0.018693 | 0.019811 | 0.032009 | 0.038359 | 0.020207 | 0.020582 | 0.033904 | 0.040841 | 0.020993 | 0.021389 | 0.034906 | 0.041943 | 0.021817 | 0.022197 | 0.035916 | 0.043056 | 0.022641 | 0.023974 | 0.037959 | 0.045236 | 0.024453 | 0.024858 | 0.039029 | 0.046403 | 0.025355 | 0.025748 | 0.040105 | 0.047574 | 0.026263 | 0.026803 | 0.041256 | 0.048772 | 0.027339 | 0.027457 | 0.04234 | 0.05008 | 0.028006 | 0.028808 | 0.043598 | 0.051287 | 0.029384 | 0.030153 | 0.044874 | 0.052524 | 0.030756 | 0.03147 | 0.046174 | 0.053814 | 0.032099 | 0.032765 | 0.047486 | 0.055132 | 0.03342 | 0.034056 | 0.048839 | 0.056515 | 0.034736 | 0.035412 | 0.050212 | 0.057895 | 0.03612 | 0.036427 | 0.051258 | 0.058954 | 0.037155 | 0.037478 | 0.052324 | 0.060027 | 0.038226 | 0.038525 | 0.053408 | 0.061129 | 0.039294 | 0.03959 | 0.05451 | 0.062248 | 0.040381 | 0.040623 | 0.055566 | 0.063315 | 0.041434 | 0.041668 | 0.05664 | 0.064403 | 0.0425 | 0.042713 | 0.057715 | 0.065491 | 0.043566
Gen ($/Annual kWh) | 0 | 08-EUN-Education–University-OFF_EQ | All | Gen:0:08-EUN-Education–University-OFF_EQ:All | Office Equipment | 0.016255 | 0.023887 | 0.027906 | 0.016595 | 0.017393 | 0.02602 | 0.030561 | 0.017756 | 0.018243 | 0.027855 | 0.032913 | 0.018625 | 0.019727 | 0.030372 | 0.035972 | 0.020139 | 0.020491 | 0.032114 | 0.038226 | 0.02092 | 0.021294 | 0.033089 | 0.039292 | 0.021739 | 0.022097 | 0.03407 | 0.040367 | 0.022558 | 0.023874 | 0.036097 | 0.042529 | 0.024373 | 0.024752 | 0.037141 | 0.04366 | 0.025269 | 0.025636 | 0.038189 | 0.044795 | 0.026172 | 0.026683 | 0.039322 | 0.045974 | 0.027241 | 0.027333 | 0.040351 | 0.047202 | 0.027904 | 0.028674 | 0.041612 | 0.048423 | 0.029273 | 0.030009 | 0.042887 | 0.04967 | 0.030635 | 0.031315 | 0.044181 | 0.050959 | 0.031969 | 0.0326 | 0.045483 | 0.052271 | 0.033281 | 0.033882 | 0.04682 | 0.05364 | 0.034589 | 0.035227 | 0.048183 | 0.055014 | 0.035963 | 0.036235 | 0.049217 | 0.056063 | 0.036992 | 0.037279 | 0.050274 | 0.057129 | 0.038057 | 0.038319 | 0.051345 | 0.058219 | 0.039118 | 0.039377 | 0.052434 | 0.059326 | 0.040198 | 0.040402 | 0.05348 | 0.060384 | 0.041245 | 0.04144 | 0.054543 | 0.061461 | 0.042305 | 0.042478 | 0.055606 | 0.062539 | 0.043364
Gen ($/Annual kWh) | 0 | 08-EUN-Education–University-LIT_EXT | All | Gen:0:08-EUN-Education–University-LIT_EXT:All | Exterior Lighting | 0.016434 | 0.018831 | 0.020286 | 0.016825 | 0.017576 | 0.020333 | 0.021989 | 0.017994 | 0.018432 | 0.021563 | 0.023425 | 0.018871 | 0.019949 | 0.023481 | 0.025569 | 0.020424 | 0.020713 | 0.024613 | 0.026903 | 0.021206 | 0.021518 | 0.025459 | 0.027779 | 0.022031 | 0.022324 | 0.026308 | 0.028661 | 0.022856 | 0.024148 | 0.028214 | 0.030631 | 0.024724 | 0.025028 | 0.029127 | 0.031572 | 0.025625 | 0.025915 | 0.030045 | 0.032518 | 0.026532 | 0.026963 | 0.03108 | 0.033559 | 0.027605 | 0.027617 | 0.031877 | 0.034439 | 0.028274 | 0.028957 | 0.033112 | 0.035636 | 0.029646 | 0.030291 | 0.034351 | 0.036842 | 0.031012 | 0.031597 | 0.035586 | 0.038057 | 0.032349 | 0.032882 | 0.036814 | 0.039271 | 0.033665 | 0.034164 | 0.038057 | 0.040511 | 0.034977 | 0.03551 | 0.039345 | 0.041784 | 0.036354 | 0.03652 | 0.040308 | 0.042736 | 0.037389 | 0.037566 | 0.041299 | 0.043712 | 0.03846 | 0.038609 | 0.042295 | 0.044697 | 0.039527 | 0.03967 | 0.043308 | 0.0457 | 0.040613 | 0.040698 | 0.044285 | 0.046663 | 0.041666 | 0.041738 | 0.045277 | 0.047643 | 0.042731 | 0.042779 | 0.046268 | 0.048622 | 0.043797
Gen ($/Annual kWh) | 0 | 08-EUN-Education–University-REFG | All | Gen:0:08-EUN-Education–University-REFG:All | Refrigeration | 0.01596 | 0.02198 | 0.025233 | 0.016315 | 0.017073 | 0.023878 | 0.027547 | 0.017453 | 0.017907 | 0.02549 | 0.02957 | 0.018305 | 0.019371 | 0.027784 | 0.032308 | 0.019802 | 0.020117 | 0.029301 | 0.034231 | 0.020565 | 0.020903 | 0.030225 | 0.035233 | 0.021368 | 0.021688 | 0.031155 | 0.036243 | 0.022171 | 0.023446 | 0.033135 | 0.038351 | 0.023968 | 0.024304 | 0.034127 | 0.039419 | 0.024845 | 0.025169 | 0.035124 | 0.040491 | 0.025729 | 0.026192 | 0.036217 | 0.041626 | 0.026775 | 0.026829 | 0.037159 | 0.042732 | 0.027426 | 0.028139 | 0.038405 | 0.043952 | 0.028765 | 0.029442 | 0.03966 | 0.045192 | 0.030097 | 0.030718 | 0.040927 | 0.046462 | 0.031401 | 0.031974 | 0.042196 | 0.047746 | 0.032684 | 0.033225 | 0.043493 | 0.049075 | 0.033964 | 0.03454 | 0.044823 | 0.050421 | 0.035308 | 0.035526 | 0.045826 | 0.05144 | 0.036315 | 0.036546 | 0.046854 | 0.052479 | 0.037358 | 0.037563 | 0.047893 | 0.053537 | 0.038398 | 0.038598 | 0.04895 | 0.054612 | 0.039456 | 0.039601 | 0.049965 | 0.055641 | 0.040481 | 0.040616 | 0.050998 | 0.056689 | 0.041519 | 0.041632 | 0.05203 | 0.057737 | 0.042557
Gen ($/Annual kWh) | 0 | 08-EUN-Education–University-VENT | All | Gen:0:08-EUN-Education–University-VENT:All | Ventilation | 0.016469 | 0.02472 | 0.029001 | 0.016797 | 0.017624 | 0.026968 | 0.031819 | 0.017975 | 0.018488 | 0.028917 | 0.034333 | 0.018855 | 0.019985 | 0.031534 | 0.037532 | 0.020382 | 0.020762 | 0.033392 | 0.039954 | 0.021175 | 0.021577 | 0.034383 | 0.041035 | 0.022007 | 0.022393 | 0.035382 | 0.042127 | 0.022838 | 0.024184 | 0.037407 | 0.044271 | 0.024665 | 0.025076 | 0.038466 | 0.045416 | 0.025575 | 0.025974 | 0.039531 | 0.046565 | 0.026491 | 0.027039 | 0.040671 | 0.047743 | 0.027577 | 0.027699 | 0.041739 | 0.049022 | 0.02825 | 0.029063 | 0.042991 | 0.050212 | 0.029641 | 0.03042 | 0.044259 | 0.05143 | 0.031025 | 0.031749 | 0.045551 | 0.0527 | 0.03238 | 0.033056 | 0.046853 | 0.053996 | 0.033713 | 0.034359 | 0.048195 | 0.055356 | 0.035041 | 0.035727 | 0.049559 | 0.056714 | 0.036437 | 0.036751 | 0.050596 | 0.057755 | 0.037482 | 0.037812 | 0.051655 | 0.058811 | 0.038563 | 0.038868 | 0.05273 | 0.059894 | 0.03964 | 0.039943 | 0.053823 | 0.060994 | 0.040736 | 0.040985 | 0.054871 | 0.062043 | 0.041799 | 0.04204 | 0.055938 | 0.063113 | 0.042875 | 0.043095 | 0.057004 | 0.064183 | 0.04395
Gen ($/Annual kWh) | 0 | 09-GRO-Grocery-COOL | All | Gen:0:09-GRO-Grocery-COOL:All | Space Cooling | 0.013346 | 0.026334 | 0.033115 | 0.013631 | 0.014279 | 0.028697 | 0.036224 | 0.014584 | 0.014977 | 0.030738 | 0.038966 | 0.015296 | 0.016197 | 0.033534 | 0.042584 | 0.016543 | 0.016823 | 0.035471 | 0.045205 | 0.017183 | 0.017482 | 0.036539 | 0.046487 | 0.017855 | 0.01814 | 0.037616 | 0.047781 | 0.018527 | 0.019603 | 0.039853 | 0.050422 | 0.020021 | 0.020322 | 0.040995 | 0.051785 | 0.020756 | 0.021048 | 0.042144 | 0.053153 | 0.021497 | 0.021906 | 0.043379 | 0.054585 | 0.022374 | 0.022439 | 0.044518 | 0.05604 | 0.022918 | 0.023538 | 0.045883 | 0.057543 | 0.02404 | 0.024632 | 0.047264 | 0.059074 | 0.025157 | 0.025703 | 0.048669 | 0.060653 | 0.026251 | 0.026756 | 0.050083 | 0.062255 | 0.027327 | 0.027807 | 0.051539 | 0.063922 | 0.028399 | 0.02891 | 0.05302 | 0.0656 | 0.029526 | 0.029736 | 0.054143 | 0.066878 | 0.03037 | 0.030592 | 0.05529 | 0.068177 | 0.031244 | 0.031445 | 0.056454 | 0.069504 | 0.032115 | 0.032312 | 0.057637 | 0.070851 | 0.033001 | 0.033153 | 0.058772 | 0.07214 | 0.033859 | 0.034004 | 0.059927 | 0.073453 | 0.034729 | 0.034855 | 0.061081 | 0.074765 | 0.035598
Gen ($/Annual kWh) | 0 | 09-GRO-Grocery-LIT_INT | All | Gen:0:09-GRO-Grocery-LIT_INT:All | Interior Lighting | 0.015966 | 0.022485 | 0.025975 | 0.016314 | 0.017081 | 0.02445 | 0.028389 | 0.017453 | 0.017915 | 0.026126 | 0.030509 | 0.018306 | 0.019378 | 0.028481 | 0.033337 | 0.0198 | 0.020126 | 0.030063 | 0.035359 | 0.020564 | 0.020912 | 0.030999 | 0.036377 | 0.021368 | 0.021699 | 0.03194 | 0.037403 | 0.022172 | 0.023453 | 0.033924 | 0.039515 | 0.023964 | 0.024313 | 0.034927 | 0.040598 | 0.024843 | 0.025179 | 0.035936 | 0.041685 | 0.025728 | 0.026205 | 0.037036 | 0.042829 | 0.026776 | 0.026842 | 0.038001 | 0.043968 | 0.027427 | 0.028154 | 0.039245 | 0.045183 | 0.028768 | 0.029461 | 0.0405 | 0.046418 | 0.030102 | 0.030739 | 0.041769 | 0.047687 | 0.031409 | 0.031998 | 0.043041 | 0.048974 | 0.032694 | 0.033252 | 0.044345 | 0.050309 | 0.033976 | 0.034569 | 0.045678 | 0.051657 | 0.035322 | 0.035557 | 0.046686 | 0.052681 | 0.036331 | 0.036579 | 0.047717 | 0.053723 | 0.037375 | 0.037598 | 0.048762 | 0.054786 | 0.038416 | 0.038634 | 0.049823 | 0.055866 | 0.039475 | 0.039639 | 0.050843 | 0.056899 | 0.040501 | 0.040656 | 0.051879 | 0.057951 | 0.041541 | 0.041673 | 0.052916 | 0.059003 | 0.04258
Gen ($/Annual kWh) | 0 | 09-GRO-Grocery-OFF_EQ | All | Gen:0:09-GRO-Grocery-OFF_EQ:All | Office Equipment | 0.016038 | 0.022428 | 0.025854 | 0.016388 | 0.017158 | 0.024387 | 0.028257 | 0.017532 | 0.017996 | 0.026059 | 0.030369 | 0.018389 | 0.019465 | 0.028408 | 0.033184 | 0.01989 | 0.020216 | 0.029986 | 0.035198 | 0.020657 | 0.021006 | 0.030919 | 0.03621 | 0.021465 | 0.021796 | 0.031858 | 0.037231 | 0.022272 | 0.023558 | 0.033837 | 0.039333 | 0.024073 | 0.024422 | 0.034838 | 0.04041 | 0.024955 | 0.025292 | 0.035844 | 0.041491 | 0.025844 | 0.026322 | 0.036941 | 0.042628 | 0.026897 | 0.026963 | 0.037904 | 0.043763 | 0.027551 | 0.028281 | 0.039145 | 0.04497 | 0.028898 | 0.029593 | 0.040397 | 0.046198 | 0.030238 | 0.030877 | 0.041663 | 0.04746 | 0.03155 | 0.032141 | 0.042932 | 0.048739 | 0.032842 | 0.033401 | 0.044233 | 0.050067 | 0.034129 | 0.034724 | 0.045562 | 0.051408 | 0.035481 | 0.035716 | 0.046568 | 0.052426 | 0.036494 | 0.036742 | 0.047597 | 0.053462 | 0.037543 | 0.037766 | 0.048639 | 0.054519 | 0.038589 | 0.038807 | 0.049698 | 0.055592 | 0.039652 | 0.039816 | 0.050715 | 0.05662 | 0.040683 | 0.040837 | 0.051749 | 0.057666 | 0.041727 | 0.041859 | 0.052783 | 0.058712 | 0.042771
Gen ($/Annual kWh) | 0 | 09-GRO-Grocery-LIT_EXT | All | Gen:0:09-GRO-Grocery-LIT_EXT:All | Exterior Lighting | 0.016433 | 0.018812 | 0.020259 | 0.016824 | 0.017575 | 0.020312 | 0.021958 | 0.017993 | 0.018431 | 0.02154 | 0.02339 | 0.01887 | 0.019948 | 0.023455 | 0.025531 | 0.020423 | 0.020711 | 0.024586 | 0.026861 | 0.021205 | 0.021517 | 0.025431 | 0.027738 | 0.022029 | 0.022323 | 0.02628 | 0.028618 | 0.022854 | 0.024147 | 0.028185 | 0.030589 | 0.024722 | 0.025027 | 0.029097 | 0.031529 | 0.025623 | 0.025913 | 0.030015 | 0.032474 | 0.02653 | 0.026961 | 0.03105 | 0.033515 | 0.027603 | 0.027615 | 0.031847 | 0.034393 | 0.028273 | 0.028955 | 0.033082 | 0.035591 | 0.029644 | 0.030289 | 0.034321 | 0.036797 | 0.03101 | 0.031595 | 0.035555 | 0.038012 | 0.032347 | 0.03288 | 0.036783 | 0.039226 | 0.033663 | 0.034161 | 0.038027 | 0.040466 | 0.034974 | 0.035507 | 0.039314 | 0.041739 | 0.036352 | 0.036517 | 0.040277 | 0.042691 | 0.037386 | 0.037563 | 0.041267 | 0.043666 | 0.038457 | 0.038606 | 0.042264 | 0.044652 | 0.039524 | 0.039667 | 0.043277 | 0.045654 | 0.040611 | 0.040694 | 0.044254 | 0.046617 | 0.041663 | 0.041735 | 0.045245 | 0.047597 | 0.042728 | 0.042776 | 0.046236 | 0.048576 | 0.043794
Gen ($/Annual kWh) | 0 | 09-GRO-Grocery-REFG | All | Gen:0:09-GRO-Grocery-REFG:All | Refrigeration | 0.015819 | 0.022116 | 0.025512 | 0.016172 | 0.016922 | 0.024026 | 0.02785 | 0.0173 | 0.017749 | 0.025649 | 0.029893 | 0.018144 | 0.0192 | 0.027959 | 0.032661 | 0.019628 | 0.01994 | 0.029485 | 0.034603 | 0.020384 | 0.020718 | 0.030415 | 0.035617 | 0.02118 | 0.021497 | 0.03135 | 0.036639 | 0.021976 | 0.023239 | 0.033343 | 0.038773 | 0.023757 | 0.02409 | 0.03434 | 0.039853 | 0.024627 | 0.024947 | 0.035343 | 0.040938 | 0.025503 | 0.025961 | 0.036442 | 0.042087 | 0.02654 | 0.026592 | 0.03739 | 0.043205 | 0.027185 | 0.02789 | 0.038642 | 0.044441 | 0.028512 | 0.029182 | 0.039904 | 0.045696 | 0.029832 | 0.030446 | 0.041177 | 0.046982 | 0.031125 | 0.031691 | 0.042453 | 0.048282 | 0.032397 | 0.032931 | 0.043757 | 0.049628 | 0.033665 | 0.034234 | 0.045094 | 0.050991 | 0.034996 | 0.035211 | 0.046102 | 0.052022 | 0.035995 | 0.036222 | 0.047135 | 0.053074 | 0.037029 | 0.03723 | 0.04818 | 0.054145 | 0.038059 | 0.038256 | 0.049242 | 0.055233 | 0.039108 | 0.03925 | 0.050263 | 0.056275 | 0.040123 | 0.040256 | 0.051301 | 0.057336 | 0.041152 | 0.041262 | 0.052338 | 0.058397 | 0.042181
Gen ($/Annual kWh) | 0 | 09-GRO-Grocery-VENT | All | Gen:0:09-GRO-Grocery-VENT:All | Ventilation | 0.015954 | 0.021887 | 0.025099 | 0.016311 | 0.017067 | 0.023772 | 0.027395 | 0.017448 | 0.0179 | 0.025371 | 0.029399 | 0.0183 | 0.019364 | 0.027654 | 0.032119 | 0.019797 | 0.02011 | 0.029157 | 0.034023 | 0.02056 | 0.020895 | 0.03008 | 0.035023 | 0.021362 | 0.02168 | 0.031008 | 0.036031 | 0.022165 | 0.023438 | 0.032988 | 0.038139 | 0.023962 | 0.024296 | 0.033978 | 0.039204 | 0.024839 | 0.02516 | 0.034974 | 0.040274 | 0.025722 | 0.026183 | 0.036066 | 0.041409 | 0.026768 | 0.026819 | 0.037004 | 0.042508 | 0.027418 | 0.028128 | 0.03825 | 0.043732 | 0.028756 | 0.029431 | 0.039507 | 0.044974 | 0.030088 | 0.030706 | 0.040774 | 0.046245 | 0.031391 | 0.031961 | 0.042043 | 0.047531 | 0.032674 | 0.033212 | 0.043341 | 0.04886 | 0.033953 | 0.034525 | 0.04467 | 0.050207 | 0.035296 | 0.035511 | 0.045673 | 0.051227 | 0.036303 | 0.03653 | 0.046701 | 0.052266 | 0.037345 | 0.037547 | 0.04774 | 0.053324 | 0.038384 | 0.038581 | 0.048796 | 0.054399 | 0.039442 | 0.039583 | 0.049812 | 0.055429 | 0.040466 | 0.040598 | 0.050844 | 0.056478 | 0.041503 | 0.041613 | 0.051876 | 0.057526 | 0.042541
Gen ($/Annual kWh) | 0 | 10-HSP-Health/Medical–Hospital-COOL | All | Gen:0:10-HSP-Health/Medical–Hospital-COOL:All | Space Cooling | 0.011934 | 0.032511 | 0.043195 | 0.012169 | 0.012771 | 0.035601 | 0.047457 | 0.013022 | 0.013397 | 0.038331 | 0.051284 | 0.013661 | 0.014481 | 0.041855 | 0.056077 | 0.014766 | 0.015045 | 0.044478 | 0.059773 | 0.015341 | 0.015636 | 0.045721 | 0.061353 | 0.015943 | 0.016227 | 0.046976 | 0.06295 | 0.016546 | 0.017523 | 0.04945 | 0.066031 | 0.017868 | 0.01817 | 0.050772 | 0.067701 | 0.018527 | 0.018822 | 0.052099 | 0.069377 | 0.019192 | 0.019594 | 0.053483 | 0.071076 | 0.019979 | 0.020072 | 0.054904 | 0.072986 | 0.020467 | 0.021061 | 0.056349 | 0.074664 | 0.021475 | 0.022045 | 0.057824 | 0.076388 | 0.022479 | 0.023009 | 0.059346 | 0.078195 | 0.023461 | 0.023957 | 0.060892 | 0.080047 | 0.024427 | 0.024902 | 0.062502 | 0.081999 | 0.025391 | 0.025894 | 0.06412 | 0.083938 | 0.026403 | 0.026637 | 0.06536 | 0.085432 | 0.02716 | 0.027405 | 0.066619 | 0.086943 | 0.027944 | 0.028172 | 0.067906 | 0.088498 | 0.028725 | 0.028951 | 0.069213 | 0.090075 | 0.02952 | 0.029706 | 0.070463 | 0.091579 | 0.03029 | 0.030471 | 0.071736 | 0.093113 | 0.031069 | 0.031236 | 0.073009 | 0.094647 | 0.031849
Gen ($/Annual kWh) | 0 | 10-HSP-Health/Medical–Hospital-LIT_INT | All | Gen:0:10-HSP-Health/Medical–Hospital-LIT_INT:All | Interior Lighting | 0.015956 | 0.024315 | 0.028707 | 0.01629 | 0.017073 | 0.026493 | 0.031442 | 0.017429 | 0.017908 | 0.02837 | 0.033866 | 0.018282 | 0.019364 | 0.030937 | 0.037014 | 0.019769 | 0.020114 | 0.03272 | 0.039338 | 0.020535 | 0.020902 | 0.033709 | 0.040433 | 0.021339 | 0.02169 | 0.034704 | 0.041538 | 0.022143 | 0.023435 | 0.036758 | 0.043756 | 0.023924 | 0.024296 | 0.037817 | 0.044918 | 0.024804 | 0.025164 | 0.03888 | 0.046084 | 0.02569 | 0.026192 | 0.040027 | 0.047294 | 0.02674 | 0.02683 | 0.041075 | 0.048557 | 0.027391 | 0.028147 | 0.042347 | 0.049808 | 0.028734 | 0.029457 | 0.043635 | 0.051086 | 0.030072 | 0.030739 | 0.044942 | 0.052408 | 0.031381 | 0.032001 | 0.046258 | 0.053753 | 0.032669 | 0.033259 | 0.047611 | 0.055157 | 0.033952 | 0.03458 | 0.048989 | 0.056567 | 0.035301 | 0.035569 | 0.050034 | 0.057643 | 0.036311 | 0.036593 | 0.051102 | 0.058735 | 0.037356 | 0.037614 | 0.052186 | 0.059853 | 0.038399 | 0.038653 | 0.053287 | 0.060989 | 0.039459 | 0.039659 | 0.054345 | 0.062074 | 0.040486 | 0.040678 | 0.05542 | 0.063179 | 0.041526 | 0.041697 | 0.056494 | 0.064285 | 0.042567
Gen ($/Annual kWh) | 0 | 10-HSP-Health/Medical–Hospital-OFF_EQ | All | Gen:0:10-HSP-Health/Medical–Hospital-OFF_EQ:All | Office Equipment | 0.016055 | 0.023484 | 0.027421 | 0.016398 | 0.017177 | 0.025559 | 0.029997 | 0.017544 | 0.018017 | 0.027338 | 0.032269 | 0.018402 | 0.019485 | 0.029806 | 0.035265 | 0.019902 | 0.020238 | 0.03149 | 0.037436 | 0.020671 | 0.02103 | 0.032457 | 0.038498 | 0.02148 | 0.021822 | 0.033431 | 0.039569 | 0.022288 | 0.023582 | 0.035464 | 0.041751 | 0.024086 | 0.024448 | 0.036501 | 0.042879 | 0.024971 | 0.02532 | 0.037542 | 0.044012 | 0.025861 | 0.026352 | 0.038673 | 0.045196 | 0.026916 | 0.026994 | 0.039683 | 0.046401 | 0.027571 | 0.028316 | 0.040951 | 0.047645 | 0.028921 | 0.029631 | 0.042231 | 0.048912 | 0.030265 | 0.030919 | 0.043529 | 0.050218 | 0.03158 | 0.032186 | 0.044832 | 0.051543 | 0.032874 | 0.033449 | 0.046169 | 0.052923 | 0.034164 | 0.034776 | 0.047533 | 0.054311 | 0.035519 | 0.03577 | 0.048567 | 0.055369 | 0.036534 | 0.036799 | 0.049624 | 0.056444 | 0.037585 | 0.037825 | 0.050695 | 0.057542 | 0.038633 | 0.038868 | 0.051783 | 0.058657 | 0.039699 | 0.03988 | 0.052828 | 0.059724 | 0.040731 | 0.040904 | 0.053891 | 0.06081 | 0.041777 | 0.041928 | 0.054954 | 0.061896 | 0.042823
Gen ($/Annual kWh) | 0 | 10-HSP-Health/Medical–Hospital-LIT_EXT | All | Gen:0:10-HSP-Health/Medical–Hospital-LIT_EXT:All | Exterior Lighting | 0.016407 | 0.018948 | 0.020473 | 0.016796 | 0.017547 | 0.020465 | 0.022198 | 0.017963 | 0.018402 | 0.021709 | 0.023656 | 0.018838 | 0.019916 | 0.02364 | 0.025822 | 0.020388 | 0.020679 | 0.024787 | 0.027177 | 0.021169 | 0.021483 | 0.025636 | 0.028059 | 0.021993 | 0.022288 | 0.026488 | 0.028945 | 0.022816 | 0.024108 | 0.028396 | 0.030921 | 0.02468 | 0.024987 | 0.029312 | 0.031867 | 0.02558 | 0.025872 | 0.030233 | 0.032817 | 0.026486 | 0.026919 | 0.031271 | 0.033863 | 0.027557 | 0.027572 | 0.032074 | 0.034751 | 0.028226 | 0.02891 | 0.03331 | 0.03595 | 0.029596 | 0.030243 | 0.034549 | 0.037158 | 0.03096 | 0.031547 | 0.035786 | 0.038375 | 0.032295 | 0.032831 | 0.037016 | 0.039593 | 0.033609 | 0.034111 | 0.038262 | 0.040836 | 0.034919 | 0.035455 | 0.039551 | 0.042113 | 0.036295 | 0.036464 | 0.040516 | 0.043068 | 0.037328 | 0.037508 | 0.041508 | 0.044047 | 0.038397 | 0.03855 | 0.042507 | 0.045036 | 0.039463 | 0.039609 | 0.043522 | 0.046041 | 0.040547 | 0.040635 | 0.044501 | 0.047008 | 0.041598 | 0.041675 | 0.045494 | 0.04799 | 0.042662 | 0.042714 | 0.046487 | 0.048972 | 0.043726
Gen ($/Annual kWh) | 0 | 10-HSP-Health/Medical–Hospital-REFG | All | Gen:0:10-HSP-Health/Medical–Hospital-REFG:All | Refrigeration | 0.015716 | 0.022387 | 0.025969 | 0.016064 | 0.016812 | 0.024329 | 0.028359 | 0.017185 | 0.017633 | 0.025982 | 0.030451 | 0.018024 | 0.019075 | 0.028324 | 0.033272 | 0.019498 | 0.01981 | 0.02988 | 0.035261 | 0.020249 | 0.020583 | 0.030818 | 0.036289 | 0.02104 | 0.021357 | 0.031761 | 0.037325 | 0.02183 | 0.023087 | 0.033763 | 0.03948 | 0.023599 | 0.023932 | 0.034769 | 0.040575 | 0.024463 | 0.024784 | 0.03578 | 0.041674 | 0.025334 | 0.025792 | 0.036885 | 0.042836 | 0.026364 | 0.026419 | 0.037846 | 0.043974 | 0.027005 | 0.027709 | 0.039101 | 0.045219 | 0.028323 | 0.028993 | 0.040367 | 0.046484 | 0.029636 | 0.03025 | 0.041646 | 0.047781 | 0.03092 | 0.031487 | 0.042927 | 0.049093 | 0.032184 | 0.03272 | 0.044239 | 0.050453 | 0.033444 | 0.034015 | 0.045581 | 0.051828 | 0.034768 | 0.034986 | 0.046595 | 0.05287 | 0.03576 | 0.035991 | 0.047633 | 0.053932 | 0.036787 | 0.036992 | 0.048683 | 0.055014 | 0.037811 | 0.038012 | 0.049751 | 0.056113 | 0.038853 | 0.038999 | 0.050777 | 0.057165 | 0.039863 | 0.039999 | 0.05182 | 0.058237 | 0.040885 | 0.040999 | 0.052862 | 0.059308 | 0.041907
Gen ($/Annual kWh) | 0 | 10-HSP-Health/Medical–Hospital-VENT | All | Gen:0:10-HSP-Health/Medical–Hospital-VENT:All | Ventilation | 0.016092 | 0.024331 | 0.028665 | 0.016428 | 0.017218 | 0.026515 | 0.031404 | 0.017577 | 0.01806 | 0.0284 | 0.033835 | 0.018437 | 0.019528 | 0.03097 | 0.036983 | 0.019936 | 0.020285 | 0.032761 | 0.039315 | 0.020709 | 0.02108 | 0.033748 | 0.040404 | 0.02152 | 0.021874 | 0.034742 | 0.041503 | 0.022331 | 0.023634 | 0.03679 | 0.043704 | 0.024127 | 0.024503 | 0.037846 | 0.04486 | 0.025015 | 0.025378 | 0.038907 | 0.046019 | 0.025908 | 0.026415 | 0.040051 | 0.04722 | 0.026967 | 0.027058 | 0.0411 | 0.048482 | 0.027623 | 0.028386 | 0.042367 | 0.049719 | 0.028978 | 0.029707 | 0.043649 | 0.050983 | 0.030327 | 0.031 | 0.044952 | 0.052292 | 0.031647 | 0.032272 | 0.046263 | 0.053625 | 0.032946 | 0.033541 | 0.047611 | 0.055017 | 0.034241 | 0.034873 | 0.048984 | 0.056413 | 0.035601 | 0.035871 | 0.050026 | 0.05748 | 0.036619 | 0.036904 | 0.051091 | 0.058562 | 0.037674 | 0.037933 | 0.052171 | 0.059671 | 0.038725 | 0.038981 | 0.053269 | 0.060797 | 0.039794 | 0.039996 | 0.054323 | 0.061872 | 0.04083 | 0.041023 | 0.055394 | 0.062968 | 0.041879 | 0.042051 | 0.056466 | 0.064064 | 0.042928
Gen ($/Annual kWh) | 0 | 11-HTL-Lodging–Hotel(GuestRooms)-COOL | All | Gen:0:11-HTL-Lodging–Hotel(GuestRooms)-COOL:All | Space Cooling | 0.010724 | 0.030576 | 0.04089 | 0.01095 | 0.011474 | 0.033394 | 0.044783 | 0.011716 | 0.012035 | 0.035855 | 0.048235 | 0.012289 | 0.013014 | 0.039144 | 0.052724 | 0.013289 | 0.013518 | 0.041492 | 0.056033 | 0.013803 | 0.014047 | 0.0427 | 0.057592 | 0.014344 | 0.014577 | 0.043918 | 0.059166 | 0.014884 | 0.01575 | 0.046406 | 0.062334 | 0.016083 | 0.016329 | 0.047694 | 0.063988 | 0.016674 | 0.016912 | 0.048987 | 0.065649 | 0.017269 | 0.017603 | 0.050358 | 0.067372 | 0.017974 | 0.018031 | 0.05169 | 0.069172 | 0.018412 | 0.018915 | 0.053166 | 0.070953 | 0.019314 | 0.019795 | 0.054665 | 0.072771 | 0.020212 | 0.020656 | 0.0562 | 0.074653 | 0.021091 | 0.021504 | 0.057752 | 0.076568 | 0.021957 | 0.022348 | 0.059358 | 0.078568 | 0.022819 | 0.023235 | 0.060983 | 0.080573 | 0.023725 | 0.0239 | 0.06222 | 0.082105 | 0.024403 | 0.024588 | 0.063479 | 0.08366 | 0.025106 | 0.025274 | 0.064762 | 0.085251 | 0.025806 | 0.025971 | 0.066065 | 0.086867 | 0.026518 | 0.026647 | 0.067314 | 0.088411 | 0.027208 | 0.027332 | 0.068584 | 0.089984 | 0.027907 | 0.028016 | 0.069855 | 0.091558 | 0.028606
Gen ($/Annual kWh) | 0 | 11-HTL-Lodging–Hotel(GuestRooms)-LIT_INT | All | Gen:0:11-HTL-Lodging–Hotel(GuestRooms)-LIT_INT:All | Interior Lighting | 0.015747 | 0.022011 | 0.025391 | 0.016099 | 0.016845 | 0.023906 | 0.027708 | 0.017222 | 0.017667 | 0.025512 | 0.029729 | 0.018062 | 0.019113 | 0.027809 | 0.03248 | 0.01954 | 0.019849 | 0.029319 | 0.034398 | 0.020293 | 0.020623 | 0.030247 | 0.035412 | 0.021085 | 0.021398 | 0.031181 | 0.036434 | 0.021877 | 0.023133 | 0.033176 | 0.038576 | 0.023651 | 0.02398 | 0.034172 | 0.039657 | 0.024516 | 0.024833 | 0.035174 | 0.040742 | 0.025388 | 0.025842 | 0.036273 | 0.041894 | 0.02642 | 0.02647 | 0.037217 | 0.043006 | 0.027062 | 0.027762 | 0.038472 | 0.044251 | 0.028383 | 0.029047 | 0.039737 | 0.045514 | 0.029697 | 0.030306 | 0.041013 | 0.046807 | 0.030983 | 0.031544 | 0.04229 | 0.048113 | 0.032249 | 0.032779 | 0.043596 | 0.049464 | 0.033511 | 0.034075 | 0.044934 | 0.050833 | 0.034836 | 0.035048 | 0.045944 | 0.051869 | 0.03583 | 0.036054 | 0.046978 | 0.052925 | 0.036859 | 0.037057 | 0.048024 | 0.054 | 0.037885 | 0.038078 | 0.049087 | 0.055092 | 0.038928 | 0.039067 | 0.050109 | 0.056139 | 0.039939 | 0.040069 | 0.051148 | 0.057204 | 0.040963 | 0.04107 | 0.052186 | 0.058269 | 0.041987
Gen ($/Annual kWh) | 0 | 11-HTL-Lodging–Hotel(GuestRooms)-OFF_EQ | All | Gen:0:11-HTL-Lodging–Hotel(GuestRooms)-OFF_EQ:All | Office Equipment | 0.015785 | 0.022119 | 0.025532 | 0.016137 | 0.016886 | 0.024029 | 0.027871 | 0.017263 | 0.017711 | 0.025651 | 0.029914 | 0.018105 | 0.019159 | 0.027961 | 0.032683 | 0.019586 | 0.019897 | 0.029486 | 0.034625 | 0.020341 | 0.020674 | 0.030417 | 0.03564 | 0.021135 | 0.021451 | 0.031352 | 0.036664 | 0.021929 | 0.023189 | 0.033346 | 0.038802 | 0.023706 | 0.024038 | 0.034345 | 0.039884 | 0.024574 | 0.024894 | 0.035348 | 0.04097 | 0.025448 | 0.025906 | 0.036448 | 0.042122 | 0.026483 | 0.026536 | 0.037396 | 0.04324 | 0.027127 | 0.027831 | 0.038649 | 0.04448 | 0.028451 | 0.02912 | 0.039913 | 0.045739 | 0.029768 | 0.030382 | 0.041187 | 0.047028 | 0.031058 | 0.031624 | 0.042464 | 0.048331 | 0.032327 | 0.032861 | 0.04377 | 0.04968 | 0.033593 | 0.034162 | 0.045108 | 0.051045 | 0.034922 | 0.035137 | 0.046117 | 0.05208 | 0.035918 | 0.036146 | 0.047151 | 0.053134 | 0.03695 | 0.037152 | 0.048197 | 0.054207 | 0.037978 | 0.038175 | 0.04926 | 0.055297 | 0.039024 | 0.039167 | 0.050282 | 0.056342 | 0.040038 | 0.040171 | 0.05132 | 0.057405 | 0.041065 | 0.041175 | 0.052359 | 0.058468 | 0.042091
Gen ($/Annual kWh) | 0 | 11-HTL-Lodging–Hotel(GuestRooms)-LIT_EXT | All | Gen:0:11-HTL-Lodging–Hotel(GuestRooms)-LIT_EXT:All | Exterior Lighting | 0.016439 | 0.018859 | 0.020326 | 0.01683 | 0.017581 | 0.020365 | 0.022034 | 0.017999 | 0.018438 | 0.0216 | 0.023476 | 0.018876 | 0.019955 | 0.023521 | 0.025625 | 0.02043 | 0.020719 | 0.024657 | 0.026964 | 0.021212 | 0.021525 | 0.025504 | 0.027842 | 0.022037 | 0.022331 | 0.026353 | 0.028724 | 0.022862 | 0.024156 | 0.028259 | 0.030694 | 0.02473 | 0.025036 | 0.029172 | 0.031635 | 0.025632 | 0.025922 | 0.030091 | 0.032582 | 0.026539 | 0.026971 | 0.031127 | 0.033623 | 0.027613 | 0.027625 | 0.031925 | 0.034505 | 0.028282 | 0.028966 | 0.03316 | 0.035702 | 0.029655 | 0.030301 | 0.034399 | 0.036907 | 0.031021 | 0.031607 | 0.035634 | 0.038121 | 0.032359 | 0.032893 | 0.036862 | 0.039335 | 0.033675 | 0.034175 | 0.038105 | 0.040575 | 0.034987 | 0.035521 | 0.039393 | 0.041848 | 0.036365 | 0.036532 | 0.040356 | 0.0428 | 0.0374 | 0.037578 | 0.041347 | 0.043776 | 0.038471 | 0.038622 | 0.042344 | 0.044761 | 0.039539 | 0.039683 | 0.043357 | 0.045763 | 0.040626 | 0.040711 | 0.044334 | 0.046727 | 0.041678 | 0.041752 | 0.045326 | 0.047706 | 0.042744 | 0.042794 | 0.046317 | 0.048685 | 0.04381
Gen ($/Annual kWh) | 0 | 11-HTL-Lodging–Hotel(GuestRooms)-REFG | All | Gen:0:11-HTL-Lodging–Hotel(GuestRooms)-REFG:All | Refrigeration | 0.015882 | 0.022095 | 0.025443 | 0.016235 | 0.01699 | 0.024005 | 0.027779 | 0.017367 | 0.01782 | 0.025627 | 0.029821 | 0.018215 | 0.019276 | 0.027935 | 0.032582 | 0.019705 | 0.020019 | 0.029462 | 0.034523 | 0.020464 | 0.020801 | 0.03039 | 0.035533 | 0.021263 | 0.021583 | 0.031324 | 0.036551 | 0.022062 | 0.023331 | 0.033311 | 0.038673 | 0.02385 | 0.024186 | 0.034307 | 0.039748 | 0.024723 | 0.025046 | 0.035308 | 0.040828 | 0.025603 | 0.026065 | 0.036405 | 0.041972 | 0.026644 | 0.026699 | 0.037352 | 0.043087 | 0.027292 | 0.028002 | 0.038601 | 0.044315 | 0.028624 | 0.029299 | 0.03986 | 0.045563 | 0.02995 | 0.030569 | 0.04113 | 0.046842 | 0.031248 | 0.031819 | 0.042403 | 0.048135 | 0.032525 | 0.033065 | 0.043705 | 0.049473 | 0.033798 | 0.034373 | 0.045039 | 0.050828 | 0.035136 | 0.035354 | 0.046045 | 0.051855 | 0.036139 | 0.03637 | 0.047076 | 0.052901 | 0.037177 | 0.037382 | 0.048119 | 0.053966 | 0.038211 | 0.038412 | 0.049179 | 0.055049 | 0.039264 | 0.03941 | 0.050198 | 0.056085 | 0.040284 | 0.040421 | 0.051234 | 0.057141 | 0.041317 | 0.041431 | 0.052269 | 0.058196 | 0.04235
Gen ($/Annual kWh) | 0 | 11-HTL-Lodging–Hotel(GuestRooms)-VENT | All | Gen:0:11-HTL-Lodging–Hotel(GuestRooms)-VENT:All | Ventilation | 0.016119 | 0.021558 | 0.024523 | 0.016481 | 0.017243 | 0.023406 | 0.026757 | 0.01763 | 0.018085 | 0.02497 | 0.028704 | 0.018491 | 0.019565 | 0.027215 | 0.031359 | 0.020004 | 0.020318 | 0.028684 | 0.033207 | 0.020774 | 0.021111 | 0.029597 | 0.034188 | 0.021585 | 0.021904 | 0.030514 | 0.035176 | 0.022396 | 0.023681 | 0.032479 | 0.037252 | 0.024213 | 0.024547 | 0.033459 | 0.038298 | 0.025098 | 0.02542 | 0.034444 | 0.039348 | 0.025991 | 0.026453 | 0.035526 | 0.040464 | 0.027047 | 0.027096 | 0.036449 | 0.041538 | 0.027704 | 0.028418 | 0.037689 | 0.042745 | 0.029055 | 0.029733 | 0.038939 | 0.04397 | 0.0304 | 0.031021 | 0.040198 | 0.045224 | 0.031717 | 0.032288 | 0.041458 | 0.046489 | 0.033012 | 0.033551 | 0.042745 | 0.047798 | 0.034304 | 0.034878 | 0.044065 | 0.049125 | 0.03566 | 0.035873 | 0.045061 | 0.050129 | 0.036678 | 0.036903 | 0.046081 | 0.051152 | 0.037731 | 0.03793 | 0.047112 | 0.052194 | 0.03878 | 0.038975 | 0.04816 | 0.053251 | 0.039848 | 0.039987 | 0.049168 | 0.054265 | 0.040883 | 0.041012 | 0.050193 | 0.055297 | 0.041931 | 0.042037 | 0.051217 | 0.056329 | 0.042979
Gen ($/Annual kWh) | 0 | 12-MBT-Manufacturing–Bio/Tech-AG_PUMP | All | Gen:0:12-MBT-Manufacturing–Bio/Tech-AG_PUMP:All | Pumps | 0.01103 | 0.027843 | 0.036507 | 0.011259 | 0.011802 | 0.030308 | 0.039848 | 0.012047 | 0.01238 | 0.032427 | 0.042766 | 0.012636 | 0.013386 | 0.03538 | 0.046723 | 0.013663 | 0.013905 | 0.037383 | 0.049495 | 0.014193 | 0.01445 | 0.038528 | 0.050948 | 0.014749 | 0.014994 | 0.039681 | 0.052413 | 0.015305 | 0.016199 | 0.042115 | 0.055474 | 0.016535 | 0.016795 | 0.043341 | 0.057023 | 0.017143 | 0.017396 | 0.044573 | 0.058578 | 0.017756 | 0.018107 | 0.045905 | 0.060227 | 0.018482 | 0.018548 | 0.04711 | 0.061826 | 0.018932 | 0.019458 | 0.048596 | 0.063603 | 0.019861 | 0.020365 | 0.050098 | 0.065407 | 0.020786 | 0.021252 | 0.051622 | 0.067255 | 0.021691 | 0.022125 | 0.053154 | 0.069122 | 0.022582 | 0.022995 | 0.054728 | 0.071054 | 0.02347 | 0.023908 | 0.056333 | 0.073011 | 0.024403 | 0.024593 | 0.057545 | 0.074493 | 0.025101 | 0.025301 | 0.058785 | 0.076003 | 0.025824 | 0.026007 | 0.060042 | 0.077541 | 0.026545 | 0.026725 | 0.061319 | 0.079103 | 0.027278 | 0.027422 | 0.062546 | 0.080599 | 0.027988 | 0.028126 | 0.063793 | 0.082123 | 0.028708 | 0.028831 | 0.065039 | 0.083646 | 0.029427
Gen ($/Annual kWh) | 0 | 12-MBT-Manufacturing–Bio/Tech-COMP_AIR | All | Gen:0:12-MBT-Manufacturing–Bio/Tech-COMP_AIR:All | Compressed Air | 0.015944 | 0.023104 | 0.026824 | 0.016275 | 0.01706 | 0.025115 | 0.029301 | 0.017414 | 0.017895 | 0.026828 | 0.031471 | 0.018266 | 0.019349 | 0.029244 | 0.034386 | 0.019751 | 0.020099 | 0.030859 | 0.036452 | 0.020516 | 0.020887 | 0.031825 | 0.03751 | 0.02132 | 0.021674 | 0.032797 | 0.038577 | 0.022124 | 0.023416 | 0.034849 | 0.040789 | 0.023902 | 0.024278 | 0.035885 | 0.041915 | 0.024782 | 0.025145 | 0.036927 | 0.043046 | 0.025667 | 0.026173 | 0.038065 | 0.04424 | 0.026716 | 0.026811 | 0.039057 | 0.045416 | 0.027367 | 0.028127 | 0.040347 | 0.046691 | 0.02871 | 0.029436 | 0.04165 | 0.047988 | 0.030047 | 0.030718 | 0.042965 | 0.049318 | 0.031355 | 0.03198 | 0.044283 | 0.050665 | 0.032643 | 0.033237 | 0.045633 | 0.052061 | 0.033926 | 0.034558 | 0.047014 | 0.053472 | 0.035274 | 0.035547 | 0.048057 | 0.054542 | 0.036284 | 0.036571 | 0.049125 | 0.055632 | 0.037329 | 0.037591 | 0.050206 | 0.056743 | 0.03837 | 0.03863 | 0.051304 | 0.057872 | 0.03943 | 0.039636 | 0.05236 | 0.058953 | 0.040457 | 0.040654 | 0.053433 | 0.060053 | 0.041496 | 0.041673 | 0.054506 | 0.061153 | 0.042536
Gen ($/Annual kWh) | 0 | 12-MBT-Manufacturing–Bio/Tech-COOL | All | Gen:0:12-MBT-Manufacturing–Bio/Tech-COOL:All | Space Cooling | 0.0064086 | 0.036612 | 0.052293 | 0.0065484 | 0.0068561 | 0.040053 | 0.057291 | 0.0070056 | 0.007191 | 0.043086 | 0.061728 | 0.0073479 | 0.007778 | 0.047068 | 0.067474 | 0.0079477 | 0.0080782 | 0.04997 | 0.071731 | 0.0082545 | 0.008394 | 0.051386 | 0.073716 | 0.0085771 | 0.0087097 | 0.052815 | 0.075721 | 0.0088997 | 0.0094138 | 0.055702 | 0.079736 | 0.0096192 | 0.0097589 | 0.057208 | 0.081842 | 0.0099719 | 0.010107 | 0.05872 | 0.083957 | 0.010327 | 0.010518 | 0.060303 | 0.086145 | 0.010748 | 0.010774 | 0.061906 | 0.088448 | 0.011009 | 0.011301 | 0.063571 | 0.0907 | 0.011547 | 0.011825 | 0.065268 | 0.093001 | 0.012083 | 0.012338 | 0.067016 | 0.095386 | 0.012607 | 0.012843 | 0.068789 | 0.097814 | 0.013123 | 0.013347 | 0.070633 | 0.10035 | 0.013638 | 0.013876 | 0.07249 | 0.10289 | 0.014178 | 0.014272 | 0.073907 | 0.10484 | 0.014583 | 0.014682 | 0.075347 | 0.10681 | 0.015002 | 0.015091 | 0.076818 | 0.10883 | 0.01542 | 0.015507 | 0.078312 | 0.11088 | 0.015845 | 0.01591 | 0.079741 | 0.11284 | 0.016257 | 0.016319 | 0.081197 | 0.11484 | 0.016674 | 0.016727 | 0.082652 | 0.11683 | 0.017091
Gen ($/Annual kWh) | 0 | 12-MBT-Manufacturing–Bio/Tech-LIGHT | All | Gen:0:12-MBT-Manufacturing–Bio/Tech-LIGHT:All | Interior Lighting | 0.015031 | 0.025618 | 0.031261 | 0.015362 | 0.01608 | 0.027949 | 0.034271 | 0.016434 | 0.016865 | 0.029975 | 0.03695 | 0.017237 | 0.018243 | 0.032702 | 0.040392 | 0.018645 | 0.018947 | 0.034631 | 0.042967 | 0.019364 | 0.019687 | 0.035654 | 0.044144 | 0.02012 | 0.020427 | 0.036686 | 0.045333 | 0.020877 | 0.02208 | 0.038796 | 0.047694 | 0.022567 | 0.022889 | 0.03989 | 0.048941 | 0.023394 | 0.023704 | 0.040988 | 0.050194 | 0.024226 | 0.024669 | 0.042163 | 0.051484 | 0.025212 | 0.025269 | 0.043271 | 0.052862 | 0.025825 | 0.026503 | 0.044554 | 0.054179 | 0.027087 | 0.027732 | 0.045854 | 0.055526 | 0.028342 | 0.028935 | 0.047181 | 0.056925 | 0.029572 | 0.030119 | 0.048519 | 0.058352 | 0.030781 | 0.031298 | 0.049899 | 0.059845 | 0.031987 | 0.032538 | 0.0513 | 0.061339 | 0.033253 | 0.033467 | 0.052366 | 0.062483 | 0.034203 | 0.034428 | 0.053453 | 0.063643 | 0.035185 | 0.035387 | 0.054558 | 0.064832 | 0.036165 | 0.036362 | 0.055681 | 0.066039 | 0.037162 | 0.037307 | 0.056758 | 0.067192 | 0.038127 | 0.038264 | 0.057854 | 0.068366 | 0.039105 | 0.039221 | 0.058949 | 0.069541 | 0.040083
Gen ($/Annual kWh) | 0 | 12-MBT-Manufacturing–Bio/Tech-MOTOR | All | Gen:0:12-MBT-Manufacturing–Bio/Tech-MOTOR:All | Motors | 0.015944 | 0.023104 | 0.026824 | 0.016275 | 0.01706 | 0.025115 | 0.029301 | 0.017414 | 0.017895 | 0.026828 | 0.031471 | 0.018266 | 0.019349 | 0.029244 | 0.034386 | 0.019751 | 0.020099 | 0.030859 | 0.036452 | 0.020516 | 0.020887 | 0.031825 | 0.03751 | 0.02132 | 0.021674 | 0.032797 | 0.038577 | 0.022124 | 0.023416 | 0.034849 | 0.040789 | 0.023902 | 0.024278 | 0.035885 | 0.041915 | 0.024782 | 0.025145 | 0.036927 | 0.043046 | 0.025667 | 0.026173 | 0.038065 | 0.04424 | 0.026716 | 0.026811 | 0.039057 | 0.045416 | 0.027367 | 0.028127 | 0.040347 | 0.046691 | 0.02871 | 0.029436 | 0.04165 | 0.047988 | 0.030047 | 0.030718 | 0.042965 | 0.049318 | 0.031355 | 0.03198 | 0.044283 | 0.050665 | 0.032643 | 0.033237 | 0.045633 | 0.052061 | 0.033926 | 0.034558 | 0.047014 | 0.053472 | 0.035274 | 0.035547 | 0.048057 | 0.054542 | 0.036284 | 0.036571 | 0.049125 | 0.055632 | 0.037329 | 0.037591 | 0.050206 | 0.056743 | 0.03837 | 0.03863 | 0.051304 | 0.057872 | 0.03943 | 0.039636 | 0.05236 | 0.058953 | 0.040457 | 0.040654 | 0.053433 | 0.060053 | 0.041496 | 0.041673 | 0.054506 | 0.061153 | 0.042536
Gen ($/Annual kWh) | 0 | 12-MBT-Manufacturing–Bio/Tech-PROC_OTH | All | Gen:0:12-MBT-Manufacturing–Bio/Tech-PROC_OTH:All | Process | 0.015944 | 0.023104 | 0.026824 | 0.016275 | 0.01706 | 0.025115 | 0.029301 | 0.017414 | 0.017895 | 0.026828 | 0.031471 | 0.018266 | 0.019349 | 0.029244 | 0.034386 | 0.019751 | 0.020099 | 0.030859 | 0.036452 | 0.020516 | 0.020887 | 0.031825 | 0.03751 | 0.02132 | 0.021674 | 0.032797 | 0.038577 | 0.022124 | 0.023416 | 0.034849 | 0.040789 | 0.023902 | 0.024278 | 0.035885 | 0.041915 | 0.024782 | 0.025145 | 0.036927 | 0.043046 | 0.025667 | 0.026173 | 0.038065 | 0.04424 | 0.026716 | 0.026811 | 0.039057 | 0.045416 | 0.027367 | 0.028127 | 0.040347 | 0.046691 | 0.02871 | 0.029436 | 0.04165 | 0.047988 | 0.030047 | 0.030718 | 0.042965 | 0.049318 | 0.031355 | 0.03198 | 0.044283 | 0.050665 | 0.032643 | 0.033237 | 0.045633 | 0.052061 | 0.033926 | 0.034558 | 0.047014 | 0.053472 | 0.035274 | 0.035547 | 0.048057 | 0.054542 | 0.036284 | 0.036571 | 0.049125 | 0.055632 | 0.037329 | 0.037591 | 0.050206 | 0.056743 | 0.03837 | 0.03863 | 0.051304 | 0.057872 | 0.03943 | 0.039636 | 0.05236 | 0.058953 | 0.040457 | 0.040654 | 0.053433 | 0.060053 | 0.041496 | 0.041673 | 0.054506 | 0.061153 | 0.042536
Gen ($/Annual kWh) | 0 | 13-MFM-ResidentialMulti-family-CL_DRY | All | Gen:0:13-MFM-ResidentialMulti-family-CL_DRY:All | Clothes Dryer | 0.017502 | 0.023126 | 0.026066 | 0.017856 | 0.018729 | 0.025185 | 0.02856 | 0.019108 | 0.019646 | 0.026954 | 0.030774 | 0.020043 | 0.021239 | 0.029379 | 0.033633 | 0.021669 | 0.022064 | 0.031058 | 0.035758 | 0.022511 | 0.022929 | 0.032005 | 0.036747 | 0.023394 | 0.023795 | 0.032958 | 0.037746 | 0.024277 | 0.025702 | 0.03492 | 0.039736 | 0.026223 | 0.026649 | 0.035934 | 0.040785 | 0.027189 | 0.027603 | 0.036954 | 0.041839 | 0.028162 | 0.028733 | 0.038058 | 0.04293 | 0.029315 | 0.029434 | 0.039053 | 0.044077 | 0.03003 | 0.030881 | 0.040287 | 0.0452 | 0.031506 | 0.032322 | 0.041536 | 0.046347 | 0.032976 | 0.033732 | 0.042801 | 0.047536 | 0.034414 | 0.035119 | 0.044073 | 0.048747 | 0.035829 | 0.036502 | 0.045378 | 0.050011 | 0.03724 | 0.037954 | 0.04671 | 0.051279 | 0.038722 | 0.039042 | 0.04772 | 0.052249 | 0.039831 | 0.040167 | 0.048753 | 0.053233 | 0.040979 | 0.041289 | 0.0498 | 0.05424 | 0.042124 | 0.04243 | 0.050863 | 0.055263 | 0.043288 | 0.043536 | 0.051885 | 0.056241 | 0.044416 | 0.044656 | 0.052924 | 0.057236 | 0.045559 | 0.045776 | 0.053962 | 0.058232 | 0.046701
Gen ($/Annual kWh) | 0 | 13-MFM-ResidentialMulti-family-CL_WASH | All | Gen:0:13-MFM-ResidentialMulti-family-CL_WASH:All | Clothes Washer | 0.017171 | 0.024355 | 0.028035 | 0.017506 | 0.018376 | 0.026515 | 0.03069 | 0.018735 | 0.019277 | 0.028368 | 0.033036 | 0.019653 | 0.020835 | 0.030917 | 0.036096 | 0.021242 | 0.021647 | 0.032675 | 0.038344 | 0.02207 | 0.022498 | 0.033677 | 0.039421 | 0.022937 | 0.023349 | 0.034685 | 0.040508 | 0.023804 | 0.025213 | 0.036764 | 0.042691 | 0.025705 | 0.026144 | 0.037838 | 0.043836 | 0.026654 | 0.027081 | 0.038917 | 0.044985 | 0.02761 | 0.028193 | 0.040089 | 0.046182 | 0.028743 | 0.028881 | 0.041136 | 0.047414 | 0.029445 | 0.030305 | 0.04245 | 0.048663 | 0.030897 | 0.031722 | 0.043778 | 0.049938 | 0.032341 | 0.033109 | 0.045122 | 0.051254 | 0.033755 | 0.034474 | 0.046473 | 0.052591 | 0.035146 | 0.035834 | 0.047859 | 0.053984 | 0.036533 | 0.037263 | 0.049274 | 0.055385 | 0.03799 | 0.038332 | 0.050346 | 0.056454 | 0.039079 | 0.039438 | 0.051442 | 0.05754 | 0.040207 | 0.040541 | 0.052553 | 0.05865 | 0.041332 | 0.041663 | 0.053682 | 0.059777 | 0.042475 | 0.04275 | 0.054766 | 0.060856 | 0.043584 | 0.043851 | 0.055868 | 0.061954 | 0.044706 | 0.044952 | 0.056971 | 0.063052 | 0.045828
Gen ($/Annual kWh) | 0 | 13-MFM-ResidentialMulti-family-DSH_WASH | All | Gen:0:13-MFM-ResidentialMulti-family-DSH_WASH:All | Dishwasher | 0.015958 | 0.021689 | 0.024659 | 0.016278 | 0.017077 | 0.023586 | 0.02696 | 0.017419 | 0.017914 | 0.025201 | 0.028981 | 0.018273 | 0.019365 | 0.027457 | 0.031655 | 0.019753 | 0.020118 | 0.028985 | 0.033587 | 0.020521 | 0.020908 | 0.029889 | 0.03455 | 0.021327 | 0.021697 | 0.030799 | 0.035521 | 0.022132 | 0.023434 | 0.032694 | 0.037495 | 0.023904 | 0.024298 | 0.033665 | 0.038521 | 0.024785 | 0.025169 | 0.034641 | 0.03955 | 0.025673 | 0.0262 | 0.035708 | 0.040634 | 0.026725 | 0.026839 | 0.036638 | 0.041714 | 0.027377 | 0.02816 | 0.037848 | 0.042864 | 0.028724 | 0.029474 | 0.039069 | 0.044034 | 0.030064 | 0.030761 | 0.040302 | 0.045236 | 0.031377 | 0.032027 | 0.041539 | 0.046455 | 0.032668 | 0.033289 | 0.042804 | 0.04772 | 0.033955 | 0.034614 | 0.044099 | 0.048997 | 0.035307 | 0.035606 | 0.045079 | 0.049968 | 0.036319 | 0.036633 | 0.046082 | 0.050957 | 0.037366 | 0.037657 | 0.047097 | 0.051966 | 0.03841 | 0.038698 | 0.048128 | 0.05299 | 0.039472 | 0.039707 | 0.04912 | 0.053971 | 0.040501 | 0.040729 | 0.050127 | 0.054969 | 0.041543 | 0.04175 | 0.051135 | 0.055968 | 0.042585
Gen ($/Annual kWh) | 0 | 13-MFM-ResidentialMulti-family-FREEZ | All | Gen:0:13-MFM-ResidentialMulti-family-FREEZ:All | Refrigeration | 0.015033 | 0.023149 | 0.027489 | 0.015371 | 0.016081 | 0.025165 | 0.030017 | 0.016443 | 0.016866 | 0.026884 | 0.032229 | 0.017245 | 0.018247 | 0.029313 | 0.035215 | 0.018657 | 0.018949 | 0.030933 | 0.037318 | 0.019375 | 0.019688 | 0.031899 | 0.038407 | 0.020131 | 0.020428 | 0.032871 | 0.039504 | 0.020887 | 0.022085 | 0.034934 | 0.04179 | 0.022582 | 0.022893 | 0.035969 | 0.042949 | 0.023408 | 0.023707 | 0.03701 | 0.044114 | 0.02424 | 0.024671 | 0.038145 | 0.045345 | 0.025225 | 0.02527 | 0.03914 | 0.04655 | 0.025838 | 0.026502 | 0.040424 | 0.04787 | 0.027098 | 0.027729 | 0.041721 | 0.049211 | 0.028352 | 0.02893 | 0.043031 | 0.050586 | 0.02958 | 0.030112 | 0.044345 | 0.051976 | 0.030788 | 0.03129 | 0.04569 | 0.053417 | 0.031992 | 0.032527 | 0.047067 | 0.054874 | 0.033257 | 0.033455 | 0.048107 | 0.055979 | 0.034206 | 0.034416 | 0.049171 | 0.057104 | 0.035188 | 0.035373 | 0.050248 | 0.058251 | 0.036167 | 0.036347 | 0.051343 | 0.059415 | 0.037163 | 0.037291 | 0.052395 | 0.06053 | 0.038128 | 0.038247 | 0.053465 | 0.061666 | 0.039105 | 0.039203 | 0.054534 | 0.062801 | 0.040082
Gen ($/Annual kWh) | 0 | 13-MFM-ResidentialMulti-family-LIGHT | All | Gen:0:13-MFM-ResidentialMulti-family-LIGHT:All | Interior Lighting | 0.015841 | 0.019958 | 0.022228 | 0.016194 | 0.016946 | 0.021656 | 0.024242 | 0.017323 | 0.017774 | 0.023086 | 0.025994 | 0.018169 | 0.019227 | 0.025154 | 0.028393 | 0.019655 | 0.019968 | 0.026496 | 0.030054 | 0.020412 | 0.020747 | 0.027347 | 0.030948 | 0.021209 | 0.021527 | 0.028203 | 0.031849 | 0.022006 | 0.023271 | 0.030038 | 0.033744 | 0.023789 | 0.024124 | 0.030952 | 0.034697 | 0.02466 | 0.024982 | 0.031872 | 0.035656 | 0.025538 | 0.025998 | 0.032887 | 0.036677 | 0.026576 | 0.02663 | 0.03374 | 0.037649 | 0.027222 | 0.02793 | 0.034909 | 0.03876 | 0.028551 | 0.029224 | 0.036087 | 0.039888 | 0.029873 | 0.03049 | 0.037272 | 0.041039 | 0.031168 | 0.031737 | 0.038457 | 0.0422 | 0.032442 | 0.032979 | 0.039665 | 0.0434 | 0.033712 | 0.034284 | 0.040907 | 0.044618 | 0.035045 | 0.035262 | 0.041842 | 0.045538 | 0.036046 | 0.036275 | 0.042801 | 0.046477 | 0.037081 | 0.037285 | 0.04377 | 0.047432 | 0.038113 | 0.038312 | 0.044755 | 0.048403 | 0.039163 | 0.039307 | 0.045702 | 0.049333 | 0.04018 | 0.040315 | 0.046665 | 0.050279 | 0.041211 | 0.041323 | 0.047627 | 0.051225 | 0.042241
Gen ($/Annual kWh) | 0 | 13-MFM-ResidentialMulti-family-POOL_PMP | All | Gen:0:13-MFM-ResidentialMulti-family-POOL_PMP:All | Pool Pump | 0.016843 | 0.026787 | 0.031927 | 0.017176 | 0.018025 | 0.029227 | 0.035021 | 0.018381 | 0.018908 | 0.031344 | 0.03778 | 0.019281 | 0.020438 | 0.034184 | 0.041299 | 0.020842 | 0.021234 | 0.036203 | 0.043954 | 0.021653 | 0.022068 | 0.037275 | 0.045148 | 0.022503 | 0.022902 | 0.038356 | 0.046354 | 0.023354 | 0.024732 | 0.040547 | 0.048728 | 0.025221 | 0.025645 | 0.041693 | 0.049993 | 0.026151 | 0.026565 | 0.042845 | 0.051262 | 0.027089 | 0.027654 | 0.044077 | 0.052565 | 0.0282 | 0.028329 | 0.045235 | 0.053973 | 0.028888 | 0.029725 | 0.046585 | 0.055293 | 0.030311 | 0.031114 | 0.047953 | 0.056645 | 0.031727 | 0.032473 | 0.049347 | 0.058052 | 0.033113 | 0.033811 | 0.050753 | 0.059488 | 0.034477 | 0.035144 | 0.052203 | 0.060994 | 0.035837 | 0.036545 | 0.053675 | 0.062498 | 0.037265 | 0.037593 | 0.054794 | 0.063651 | 0.038333 | 0.038677 | 0.055937 | 0.06482 | 0.039439 | 0.039759 | 0.057098 | 0.06602 | 0.040542 | 0.040858 | 0.058278 | 0.067237 | 0.041663 | 0.041924 | 0.05941 | 0.068399 | 0.04275 | 0.043004 | 0.060561 | 0.069584 | 0.043851 | 0.044083 | 0.061712 | 0.070768 | 0.044951
Gen ($/Annual kWh) | 0 | 13-MFM-ResidentialMulti-family-REFG | All | Gen:0:13-MFM-ResidentialMulti-family-REFG:All | Refrigeration | 0.0149 | 0.022905 | 0.027179 | 0.015234 | 0.015939 | 0.024892 | 0.029667 | 0.016296 | 0.016717 | 0.026584 | 0.031841 | 0.017091 | 0.018085 | 0.028985 | 0.034788 | 0.01849 | 0.018781 | 0.030578 | 0.036854 | 0.019202 | 0.019514 | 0.031537 | 0.037935 | 0.019951 | 0.020247 | 0.032501 | 0.039025 | 0.020701 | 0.021889 | 0.034555 | 0.041304 | 0.02238 | 0.02269 | 0.035584 | 0.042455 | 0.023199 | 0.023497 | 0.036617 | 0.043612 | 0.024024 | 0.024452 | 0.037747 | 0.044839 | 0.025 | 0.025046 | 0.038731 | 0.046029 | 0.025608 | 0.026268 | 0.040013 | 0.04735 | 0.026857 | 0.027484 | 0.041306 | 0.048691 | 0.0281 | 0.028675 | 0.042611 | 0.050064 | 0.029317 | 0.029846 | 0.04392 | 0.051452 | 0.030515 | 0.031014 | 0.04526 | 0.052889 | 0.031709 | 0.03224 | 0.046632 | 0.054343 | 0.032962 | 0.03316 | 0.047667 | 0.055445 | 0.033903 | 0.034112 | 0.048727 | 0.056567 | 0.034876 | 0.035062 | 0.0498 | 0.057711 | 0.035847 | 0.036027 | 0.05089 | 0.058872 | 0.036834 | 0.036963 | 0.051938 | 0.059985 | 0.03779 | 0.03791 | 0.053003 | 0.061117 | 0.038759 | 0.038858 | 0.054067 | 0.062249 | 0.039728
Gen ($/Annual kWh) | 0 | 13-MFM-ResidentialMulti-family-SP_COOL | All | Gen:0:13-MFM-ResidentialMulti-family-SP_COOL:All | Space Cooling | 0.0021839 | 0.043815 | 0.065429 | 0.0022346 | 0.0023359 | 0.048082 | 0.071837 | 0.0023901 | 0.0024498 | 0.051896 | 0.077578 | 0.0025067 | 0.0026509 | 0.05674 | 0.084834 | 0.0027125 | 0.0027526 | 0.060414 | 0.090369 | 0.0028166 | 0.0028598 | 0.062041 | 0.092782 | 0.0029263 | 0.0029671 | 0.063685 | 0.095222 | 0.003036 | 0.0032088 | 0.06691 | 0.099988 | 0.0032834 | 0.0033259 | 0.068632 | 0.10254 | 0.0034032 | 0.0034439 | 0.07036 | 0.1051 | 0.0035239 | 0.0035835 | 0.072126 | 0.10771 | 0.0036668 | 0.0036705 | 0.07406 | 0.1106 | 0.0037557 | 0.003849 | 0.075835 | 0.1132 | 0.0039384 | 0.0040267 | 0.077655 | 0.11587 | 0.0041202 | 0.0042006 | 0.079553 | 0.11865 | 0.0042982 | 0.0043718 | 0.081493 | 0.12151 | 0.0044733 | 0.0045425 | 0.08353 | 0.12451 | 0.0046479 | 0.0047217 | 0.085561 | 0.12749 | 0.0048313 | 0.0048562 | 0.087121 | 0.12979 | 0.0049689 | 0.0049954 | 0.0887 | 0.13211 | 0.0051113 | 0.0051342 | 0.090323 | 0.1345 | 0.0052534 | 0.0052755 | 0.091969 | 0.13693 | 0.0053979 | 0.0054123 | 0.093541 | 0.13924 | 0.0055378 | 0.0055508 | 0.095143 | 0.1416 | 0.0056796 | 0.0056894 | 0.096745 | 0.14396 | 0.0058214
Gen ($/Annual kWh) | 0 | 13-MFM-ResidentialMulti-family-SP_HEAT | All | Gen:0:13-MFM-ResidentialMulti-family-SP_HEAT:All | Space Heating | 0.027197 | 0.0087964 | 0 | 0.027878 | 0.029082 | 0.0094063 | 0 | 0.029809 | 0.030496 | 0.0098639 | 0 | 0.031259 | 0.033018 | 0.010679 | 0 | 0.033845 | 0.034276 | 0.011086 | 0 | 0.035133 | 0.035605 | 0.011516 | 0 | 0.036496 | 0.036935 | 0.011947 | 0 | 0.037859 | 0.039973 | 0.012928 | 0 | 0.040973 | 0.041424 | 0.013398 | 0 | 0.042461 | 0.042885 | 0.013871 | 0 | 0.043959 | 0.044613 | 0.01443 | 0 | 0.04573 | 0.045693 | 0.014779 | 0 | 0.046836 | 0.0479 | 0.015494 | 0 | 0.049099 | 0.050098 | 0.016205 | 0 | 0.051351 | 0.052249 | 0.016902 | 0 | 0.053556 | 0.054367 | 0.017587 | 0 | 0.055727 | 0.056478 | 0.018271 | 0 | 0.05789 | 0.058695 | 0.018988 | 0 | 0.060163 | 0.060361 | 0.019528 | 0 | 0.061871 | 0.062086 | 0.020086 | 0 | 0.063639 | 0.063806 | 0.020642 | 0 | 0.065401 | 0.065556 | 0.021209 | 0 | 0.067195 | 0.067251 | 0.021757 | 0 | 0.068932 | 0.068968 | 0.022313 | 0 | 0.070692 | 0.070684 | 0.022869 | 0 | 0.072451
Gen ($/Annual kWh) | 0 | 13-MFM-ResidentialMulti-family-WAT_HEAT | All | Gen:0:13-MFM-ResidentialMulti-family-WAT_HEAT:All | Water Heating | 0.017642 | 0.020272 | 0.021751 | 0.018021 | 0.018875 | 0.022004 | 0.023749 | 0.01928 | 0.019797 | 0.023463 | 0.025495 | 0.020223 | 0.021411 | 0.025555 | 0.027846 | 0.021871 | 0.022239 | 0.026928 | 0.029508 | 0.022717 | 0.023108 | 0.02779 | 0.030371 | 0.023605 | 0.023978 | 0.028657 | 0.031241 | 0.024493 | 0.025913 | 0.030496 | 0.033042 | 0.02647 | 0.026864 | 0.031424 | 0.033962 | 0.027442 | 0.027822 | 0.032356 | 0.034887 | 0.02842 | 0.028957 | 0.033385 | 0.035866 | 0.029579 | 0.029661 | 0.034249 | 0.036818 | 0.030299 | 0.031113 | 0.035435 | 0.037872 | 0.031782 | 0.032558 | 0.036629 | 0.038943 | 0.033258 | 0.033973 | 0.037829 | 0.04004 | 0.034702 | 0.035365 | 0.03903 | 0.041149 | 0.036124 | 0.036752 | 0.040255 | 0.042297 | 0.037541 | 0.03821 | 0.041513 | 0.043459 | 0.03903 | 0.039302 | 0.042463 | 0.04434 | 0.040145 | 0.040432 | 0.043436 | 0.045237 | 0.0413 | 0.041559 | 0.044419 | 0.046152 | 0.042451 | 0.042705 | 0.045418 | 0.047081 | 0.043622 | 0.043816 | 0.04638 | 0.047971 | 0.044756 | 0.044941 | 0.047356 | 0.048876 | 0.045905 | 0.046066 | 0.048333 | 0.049782 | 0.047054
Gen ($/Annual kWh) | 0 | 14-MLI-Manufacturing–LightIndustry-AG_PUMP | All | Gen:0:14-MLI-Manufacturing–LightIndustry-AG_PUMP:All | Pumps | 0.01103 | 0.027843 | 0.036507 | 0.011259 | 0.011802 | 0.030308 | 0.039848 | 0.012047 | 0.01238 | 0.032427 | 0.042766 | 0.012636 | 0.013386 | 0.03538 | 0.046723 | 0.013663 | 0.013905 | 0.037383 | 0.049495 | 0.014193 | 0.01445 | 0.038528 | 0.050948 | 0.014749 | 0.014994 | 0.039681 | 0.052413 | 0.015305 | 0.016199 | 0.042115 | 0.055474 | 0.016535 | 0.016795 | 0.043341 | 0.057023 | 0.017143 | 0.017396 | 0.044573 | 0.058578 | 0.017756 | 0.018107 | 0.045905 | 0.060227 | 0.018482 | 0.018548 | 0.04711 | 0.061826 | 0.018932 | 0.019458 | 0.048596 | 0.063603 | 0.019861 | 0.020365 | 0.050098 | 0.065407 | 0.020786 | 0.021252 | 0.051622 | 0.067255 | 0.021691 | 0.022125 | 0.053154 | 0.069122 | 0.022582 | 0.022995 | 0.054728 | 0.071054 | 0.02347 | 0.023908 | 0.056333 | 0.073011 | 0.024403 | 0.024593 | 0.057545 | 0.074493 | 0.025101 | 0.025301 | 0.058785 | 0.076003 | 0.025824 | 0.026007 | 0.060042 | 0.077541 | 0.026545 | 0.026725 | 0.061319 | 0.079103 | 0.027278 | 0.027422 | 0.062546 | 0.080599 | 0.027988 | 0.028126 | 0.063793 | 0.082123 | 0.028708 | 0.028831 | 0.065039 | 0.083646 | 0.029427
Gen ($/Annual kWh) | 0 | 14-MLI-Manufacturing–LightIndustry-COMP_AIR | All | Gen:0:14-MLI-Manufacturing–LightIndustry-COMP_AIR:All | Compressed Air | 0.015944 | 0.023104 | 0.026824 | 0.016275 | 0.01706 | 0.025115 | 0.029301 | 0.017414 | 0.017895 | 0.026828 | 0.031471 | 0.018266 | 0.019349 | 0.029244 | 0.034386 | 0.019751 | 0.020099 | 0.030859 | 0.036452 | 0.020516 | 0.020887 | 0.031825 | 0.03751 | 0.02132 | 0.021674 | 0.032797 | 0.038577 | 0.022124 | 0.023416 | 0.034849 | 0.040789 | 0.023902 | 0.024278 | 0.035885 | 0.041915 | 0.024782 | 0.025145 | 0.036927 | 0.043046 | 0.025667 | 0.026173 | 0.038065 | 0.04424 | 0.026716 | 0.026811 | 0.039057 | 0.045416 | 0.027367 | 0.028127 | 0.040347 | 0.046691 | 0.02871 | 0.029436 | 0.04165 | 0.047988 | 0.030047 | 0.030718 | 0.042965 | 0.049318 | 0.031355 | 0.03198 | 0.044283 | 0.050665 | 0.032643 | 0.033237 | 0.045633 | 0.052061 | 0.033926 | 0.034558 | 0.047014 | 0.053472 | 0.035274 | 0.035547 | 0.048057 | 0.054542 | 0.036284 | 0.036571 | 0.049125 | 0.055632 | 0.037329 | 0.037591 | 0.050206 | 0.056743 | 0.03837 | 0.03863 | 0.051304 | 0.057872 | 0.03943 | 0.039636 | 0.05236 | 0.058953 | 0.040457 | 0.040654 | 0.053433 | 0.060053 | 0.041496 | 0.041673 | 0.054506 | 0.061153 | 0.042536
Gen ($/Annual kWh) | 0 | 14-MLI-Manufacturing–LightIndustry-COOL | All | Gen:0:14-MLI-Manufacturing–LightIndustry-COOL:All | Space Cooling | 0.0064086 | 0.036612 | 0.052293 | 0.0065484 | 0.0068561 | 0.040053 | 0.057291 | 0.0070056 | 0.007191 | 0.043086 | 0.061728 | 0.0073479 | 0.007778 | 0.047068 | 0.067474 | 0.0079477 | 0.0080782 | 0.04997 | 0.071731 | 0.0082545 | 0.008394 | 0.051386 | 0.073716 | 0.0085771 | 0.0087097 | 0.052815 | 0.075721 | 0.0088997 | 0.0094138 | 0.055702 | 0.079736 | 0.0096192 | 0.0097589 | 0.057208 | 0.081842 | 0.0099719 | 0.010107 | 0.05872 | 0.083957 | 0.010327 | 0.010518 | 0.060303 | 0.086145 | 0.010748 | 0.010774 | 0.061906 | 0.088448 | 0.011009 | 0.011301 | 0.063571 | 0.0907 | 0.011547 | 0.011825 | 0.065268 | 0.093001 | 0.012083 | 0.012338 | 0.067016 | 0.095386 | 0.012607 | 0.012843 | 0.068789 | 0.097814 | 0.013123 | 0.013347 | 0.070633 | 0.10035 | 0.013638 | 0.013876 | 0.07249 | 0.10289 | 0.014178 | 0.014272 | 0.073907 | 0.10484 | 0.014583 | 0.014682 | 0.075347 | 0.10681 | 0.015002 | 0.015091 | 0.076818 | 0.10883 | 0.01542 | 0.015507 | 0.078312 | 0.11088 | 0.015845 | 0.01591 | 0.079741 | 0.11284 | 0.016257 | 0.016319 | 0.081197 | 0.11484 | 0.016674 | 0.016727 | 0.082652 | 0.11683 | 0.017091
Gen ($/Annual kWh) | 0 | 14-MLI-Manufacturing–LightIndustry-LIGHT | All | Gen:0:14-MLI-Manufacturing–LightIndustry-LIGHT:All | Interior Lighting | 0.015031 | 0.025618 | 0.031261 | 0.015362 | 0.01608 | 0.027949 | 0.034271 | 0.016434 | 0.016865 | 0.029975 | 0.03695 | 0.017237 | 0.018243 | 0.032702 | 0.040392 | 0.018645 | 0.018947 | 0.034631 | 0.042967 | 0.019364 | 0.019687 | 0.035654 | 0.044144 | 0.02012 | 0.020427 | 0.036686 | 0.045333 | 0.020877 | 0.02208 | 0.038796 | 0.047694 | 0.022567 | 0.022889 | 0.03989 | 0.048941 | 0.023394 | 0.023704 | 0.040988 | 0.050194 | 0.024226 | 0.024669 | 0.042163 | 0.051484 | 0.025212 | 0.025269 | 0.043271 | 0.052862 | 0.025825 | 0.026503 | 0.044554 | 0.054179 | 0.027087 | 0.027732 | 0.045854 | 0.055526 | 0.028342 | 0.028935 | 0.047181 | 0.056925 | 0.029572 | 0.030119 | 0.048519 | 0.058352 | 0.030781 | 0.031298 | 0.049899 | 0.059845 | 0.031987 | 0.032538 | 0.0513 | 0.061339 | 0.033253 | 0.033467 | 0.052366 | 0.062483 | 0.034203 | 0.034428 | 0.053453 | 0.063643 | 0.035185 | 0.035387 | 0.054558 | 0.064832 | 0.036165 | 0.036362 | 0.055681 | 0.066039 | 0.037162 | 0.037307 | 0.056758 | 0.067192 | 0.038127 | 0.038264 | 0.057854 | 0.068366 | 0.039105 | 0.039221 | 0.058949 | 0.069541 | 0.040083
Gen ($/Annual kWh) | 0 | 14-MLI-Manufacturing–LightIndustry-MOTOR | All | Gen:0:14-MLI-Manufacturing–LightIndustry-MOTOR:All | Motors | 0.015944 | 0.023104 | 0.026824 | 0.016275 | 0.01706 | 0.025115 | 0.029301 | 0.017414 | 0.017895 | 0.026828 | 0.031471 | 0.018266 | 0.019349 | 0.029244 | 0.034386 | 0.019751 | 0.020099 | 0.030859 | 0.036452 | 0.020516 | 0.020887 | 0.031825 | 0.03751 | 0.02132 | 0.021674 | 0.032797 | 0.038577 | 0.022124 | 0.023416 | 0.034849 | 0.040789 | 0.023902 | 0.024278 | 0.035885 | 0.041915 | 0.024782 | 0.025145 | 0.036927 | 0.043046 | 0.025667 | 0.026173 | 0.038065 | 0.04424 | 0.026716 | 0.026811 | 0.039057 | 0.045416 | 0.027367 | 0.028127 | 0.040347 | 0.046691 | 0.02871 | 0.029436 | 0.04165 | 0.047988 | 0.030047 | 0.030718 | 0.042965 | 0.049318 | 0.031355 | 0.03198 | 0.044283 | 0.050665 | 0.032643 | 0.033237 | 0.045633 | 0.052061 | 0.033926 | 0.034558 | 0.047014 | 0.053472 | 0.035274 | 0.035547 | 0.048057 | 0.054542 | 0.036284 | 0.036571 | 0.049125 | 0.055632 | 0.037329 | 0.037591 | 0.050206 | 0.056743 | 0.03837 | 0.03863 | 0.051304 | 0.057872 | 0.03943 | 0.039636 | 0.05236 | 0.058953 | 0.040457 | 0.040654 | 0.053433 | 0.060053 | 0.041496 | 0.041673 | 0.054506 | 0.061153 | 0.042536
Gen ($/Annual kWh) | 0 | 14-MLI-Manufacturing–LightIndustry-PROC_OTH | All | Gen:0:14-MLI-Manufacturing–LightIndustry-PROC_OTH:All | Process | 0.015944 | 0.023104 | 0.026824 | 0.016275 | 0.01706 | 0.025115 | 0.029301 | 0.017414 | 0.017895 | 0.026828 | 0.031471 | 0.018266 | 0.019349 | 0.029244 | 0.034386 | 0.019751 | 0.020099 | 0.030859 | 0.036452 | 0.020516 | 0.020887 | 0.031825 | 0.03751 | 0.02132 | 0.021674 | 0.032797 | 0.038577 | 0.022124 | 0.023416 | 0.034849 | 0.040789 | 0.023902 | 0.024278 | 0.035885 | 0.041915 | 0.024782 | 0.025145 | 0.036927 | 0.043046 | 0.025667 | 0.026173 | 0.038065 | 0.04424 | 0.026716 | 0.026811 | 0.039057 | 0.045416 | 0.027367 | 0.028127 | 0.040347 | 0.046691 | 0.02871 | 0.029436 | 0.04165 | 0.047988 | 0.030047 | 0.030718 | 0.042965 | 0.049318 | 0.031355 | 0.03198 | 0.044283 | 0.050665 | 0.032643 | 0.033237 | 0.045633 | 0.052061 | 0.033926 | 0.034558 | 0.047014 | 0.053472 | 0.035274 | 0.035547 | 0.048057 | 0.054542 | 0.036284 | 0.036571 | 0.049125 | 0.055632 | 0.037329 | 0.037591 | 0.050206 | 0.056743 | 0.03837 | 0.03863 | 0.051304 | 0.057872 | 0.03943 | 0.039636 | 0.05236 | 0.058953 | 0.040457 | 0.040654 | 0.053433 | 0.060053 | 0.041496 | 0.041673 | 0.054506 | 0.061153 | 0.042536
Gen ($/Annual kWh) | 0 | 15-MTL-Lodging–Motel-COOL | All | Gen:0:15-MTL-Lodging–Motel-COOL:All | Space Cooling | 0.010724 | 0.030576 | 0.04089 | 0.01095 | 0.011474 | 0.033394 | 0.044783 | 0.011716 | 0.012035 | 0.035855 | 0.048235 | 0.012289 | 0.013014 | 0.039144 | 0.052724 | 0.013289 | 0.013518 | 0.041492 | 0.056033 | 0.013803 | 0.014047 | 0.0427 | 0.057592 | 0.014344 | 0.014577 | 0.043918 | 0.059166 | 0.014884 | 0.01575 | 0.046406 | 0.062334 | 0.016083 | 0.016329 | 0.047694 | 0.063988 | 0.016674 | 0.016912 | 0.048987 | 0.065649 | 0.017269 | 0.017603 | 0.050358 | 0.067372 | 0.017974 | 0.018031 | 0.05169 | 0.069172 | 0.018412 | 0.018915 | 0.053166 | 0.070953 | 0.019314 | 0.019795 | 0.054665 | 0.072771 | 0.020212 | 0.020656 | 0.0562 | 0.074653 | 0.021091 | 0.021504 | 0.057752 | 0.076568 | 0.021957 | 0.022348 | 0.059358 | 0.078568 | 0.022819 | 0.023235 | 0.060983 | 0.080573 | 0.023725 | 0.0239 | 0.06222 | 0.082105 | 0.024403 | 0.024588 | 0.063479 | 0.08366 | 0.025106 | 0.025274 | 0.064762 | 0.085251 | 0.025806 | 0.025971 | 0.066065 | 0.086867 | 0.026518 | 0.026647 | 0.067314 | 0.088411 | 0.027208 | 0.027332 | 0.068584 | 0.089984 | 0.027907 | 0.028016 | 0.069855 | 0.091558 | 0.028606
Gen ($/Annual kWh) | 0 | 15-MTL-Lodging–Motel-LIT_INT | All | Gen:0:15-MTL-Lodging–Motel-LIT_INT:All | Interior Lighting | 0.015747 | 0.022011 | 0.025391 | 0.016099 | 0.016845 | 0.023906 | 0.027708 | 0.017222 | 0.017667 | 0.025512 | 0.029729 | 0.018062 | 0.019113 | 0.027809 | 0.03248 | 0.01954 | 0.019849 | 0.029319 | 0.034398 | 0.020293 | 0.020623 | 0.030247 | 0.035412 | 0.021085 | 0.021398 | 0.031181 | 0.036434 | 0.021877 | 0.023133 | 0.033176 | 0.038576 | 0.023651 | 0.02398 | 0.034172 | 0.039657 | 0.024516 | 0.024833 | 0.035174 | 0.040742 | 0.025388 | 0.025842 | 0.036273 | 0.041894 | 0.02642 | 0.02647 | 0.037217 | 0.043006 | 0.027062 | 0.027762 | 0.038472 | 0.044251 | 0.028383 | 0.029047 | 0.039737 | 0.045514 | 0.029697 | 0.030306 | 0.041013 | 0.046807 | 0.030983 | 0.031544 | 0.04229 | 0.048113 | 0.032249 | 0.032779 | 0.043596 | 0.049464 | 0.033511 | 0.034075 | 0.044934 | 0.050833 | 0.034836 | 0.035048 | 0.045944 | 0.051869 | 0.03583 | 0.036054 | 0.046978 | 0.052925 | 0.036859 | 0.037057 | 0.048024 | 0.054 | 0.037885 | 0.038078 | 0.049087 | 0.055092 | 0.038928 | 0.039067 | 0.050109 | 0.056139 | 0.039939 | 0.040069 | 0.051148 | 0.057204 | 0.040963 | 0.04107 | 0.052186 | 0.058269 | 0.041987
Gen ($/Annual kWh) | 0 | 15-MTL-Lodging–Motel-OFF_EQ | All | Gen:0:15-MTL-Lodging–Motel-OFF_EQ:All | Office Equipment | 0.015785 | 0.022119 | 0.025532 | 0.016137 | 0.016886 | 0.024029 | 0.027871 | 0.017263 | 0.017711 | 0.025651 | 0.029914 | 0.018105 | 0.019159 | 0.027961 | 0.032683 | 0.019586 | 0.019897 | 0.029486 | 0.034625 | 0.020341 | 0.020674 | 0.030417 | 0.03564 | 0.021135 | 0.021451 | 0.031352 | 0.036664 | 0.021929 | 0.023189 | 0.033346 | 0.038802 | 0.023706 | 0.024038 | 0.034345 | 0.039884 | 0.024574 | 0.024894 | 0.035348 | 0.04097 | 0.025448 | 0.025906 | 0.036448 | 0.042122 | 0.026483 | 0.026536 | 0.037396 | 0.04324 | 0.027127 | 0.027831 | 0.038649 | 0.04448 | 0.028451 | 0.02912 | 0.039913 | 0.045739 | 0.029768 | 0.030382 | 0.041187 | 0.047028 | 0.031058 | 0.031624 | 0.042464 | 0.048331 | 0.032327 | 0.032861 | 0.04377 | 0.04968 | 0.033593 | 0.034162 | 0.045108 | 0.051045 | 0.034922 | 0.035137 | 0.046117 | 0.05208 | 0.035918 | 0.036146 | 0.047151 | 0.053134 | 0.03695 | 0.037152 | 0.048197 | 0.054207 | 0.037978 | 0.038175 | 0.04926 | 0.055297 | 0.039024 | 0.039167 | 0.050282 | 0.056342 | 0.040038 | 0.040171 | 0.05132 | 0.057405 | 0.041065 | 0.041175 | 0.052359 | 0.058468 | 0.042091
Gen ($/Annual kWh) | 0 | 15-MTL-Lodging–Motel-LIT_EXT | All | Gen:0:15-MTL-Lodging–Motel-LIT_EXT:All | Exterior Lighting | 0.016439 | 0.018859 | 0.020326 | 0.01683 | 0.017581 | 0.020365 | 0.022034 | 0.017999 | 0.018438 | 0.0216 | 0.023476 | 0.018876 | 0.019955 | 0.023521 | 0.025625 | 0.02043 | 0.020719 | 0.024657 | 0.026964 | 0.021212 | 0.021525 | 0.025504 | 0.027842 | 0.022037 | 0.022331 | 0.026353 | 0.028724 | 0.022862 | 0.024156 | 0.028259 | 0.030694 | 0.02473 | 0.025036 | 0.029172 | 0.031635 | 0.025632 | 0.025922 | 0.030091 | 0.032582 | 0.026539 | 0.026971 | 0.031127 | 0.033623 | 0.027613 | 0.027625 | 0.031925 | 0.034505 | 0.028282 | 0.028966 | 0.03316 | 0.035702 | 0.029655 | 0.030301 | 0.034399 | 0.036907 | 0.031021 | 0.031607 | 0.035634 | 0.038121 | 0.032359 | 0.032893 | 0.036862 | 0.039335 | 0.033675 | 0.034175 | 0.038105 | 0.040575 | 0.034987 | 0.035521 | 0.039393 | 0.041848 | 0.036365 | 0.036532 | 0.040356 | 0.0428 | 0.0374 | 0.037578 | 0.041347 | 0.043776 | 0.038471 | 0.038622 | 0.042344 | 0.044761 | 0.039539 | 0.039683 | 0.043357 | 0.045763 | 0.040626 | 0.040711 | 0.044334 | 0.046727 | 0.041678 | 0.041752 | 0.045326 | 0.047706 | 0.042744 | 0.042794 | 0.046317 | 0.048685 | 0.04381
Gen ($/Annual kWh) | 0 | 15-MTL-Lodging–Motel-REFG | All | Gen:0:15-MTL-Lodging–Motel-REFG:All | Refrigeration | 0.015882 | 0.022095 | 0.025443 | 0.016235 | 0.01699 | 0.024005 | 0.027779 | 0.017367 | 0.01782 | 0.025627 | 0.029821 | 0.018215 | 0.019276 | 0.027935 | 0.032582 | 0.019705 | 0.020019 | 0.029462 | 0.034523 | 0.020464 | 0.020801 | 0.03039 | 0.035533 | 0.021263 | 0.021583 | 0.031324 | 0.036551 | 0.022062 | 0.023331 | 0.033311 | 0.038673 | 0.02385 | 0.024186 | 0.034307 | 0.039748 | 0.024723 | 0.025046 | 0.035308 | 0.040828 | 0.025603 | 0.026065 | 0.036405 | 0.041972 | 0.026644 | 0.026699 | 0.037352 | 0.043087 | 0.027292 | 0.028002 | 0.038601 | 0.044315 | 0.028624 | 0.029299 | 0.03986 | 0.045563 | 0.02995 | 0.030569 | 0.04113 | 0.046842 | 0.031248 | 0.031819 | 0.042403 | 0.048135 | 0.032525 | 0.033065 | 0.043705 | 0.049473 | 0.033798 | 0.034373 | 0.045039 | 0.050828 | 0.035136 | 0.035354 | 0.046045 | 0.051855 | 0.036139 | 0.03637 | 0.047076 | 0.052901 | 0.037177 | 0.037382 | 0.048119 | 0.053966 | 0.038211 | 0.038412 | 0.049179 | 0.055049 | 0.039264 | 0.03941 | 0.050198 | 0.056085 | 0.040284 | 0.040421 | 0.051234 | 0.057141 | 0.041317 | 0.041431 | 0.052269 | 0.058196 | 0.04235
Gen ($/Annual kWh) | 0 | 15-MTL-Lodging–Motel-VENT | All | Gen:0:15-MTL-Lodging–Motel-VENT:All | Ventilation | 0.016119 | 0.021558 | 0.024523 | 0.016481 | 0.017243 | 0.023406 | 0.026757 | 0.01763 | 0.018085 | 0.02497 | 0.028704 | 0.018491 | 0.019565 | 0.027215 | 0.031359 | 0.020004 | 0.020318 | 0.028684 | 0.033207 | 0.020774 | 0.021111 | 0.029597 | 0.034188 | 0.021585 | 0.021904 | 0.030514 | 0.035176 | 0.022396 | 0.023681 | 0.032479 | 0.037252 | 0.024213 | 0.024547 | 0.033459 | 0.038298 | 0.025098 | 0.02542 | 0.034444 | 0.039348 | 0.025991 | 0.026453 | 0.035526 | 0.040464 | 0.027047 | 0.027096 | 0.036449 | 0.041538 | 0.027704 | 0.028418 | 0.037689 | 0.042745 | 0.029055 | 0.029733 | 0.038939 | 0.04397 | 0.0304 | 0.031021 | 0.040198 | 0.045224 | 0.031717 | 0.032288 | 0.041458 | 0.046489 | 0.033012 | 0.033551 | 0.042745 | 0.047798 | 0.034304 | 0.034878 | 0.044065 | 0.049125 | 0.03566 | 0.035873 | 0.045061 | 0.050129 | 0.036678 | 0.036903 | 0.046081 | 0.051152 | 0.037731 | 0.03793 | 0.047112 | 0.052194 | 0.03878 | 0.038975 | 0.04816 | 0.053251 | 0.039848 | 0.039987 | 0.049168 | 0.054265 | 0.040883 | 0.041012 | 0.050193 | 0.055297 | 0.041931 | 0.042037 | 0.051217 | 0.056329 | 0.042979
Gen ($/Annual kWh) | 0 | 16-NRS-Health/Medical–Clinic-COOL | All | Gen:0:16-NRS-Health/Medical–Clinic-COOL:All | Space Cooling | 0.013427 | 0.030543 | 0.039428 | 0.01369 | 0.014369 | 0.033431 | 0.043328 | 0.01465 | 0.015073 | 0.035976 | 0.046833 | 0.015368 | 0.016292 | 0.039274 | 0.051211 | 0.016611 | 0.016927 | 0.041718 | 0.054599 | 0.017259 | 0.017592 | 0.042892 | 0.056036 | 0.017936 | 0.018257 | 0.044078 | 0.05749 | 0.018615 | 0.019715 | 0.046418 | 0.060284 | 0.020101 | 0.020443 | 0.047668 | 0.061803 | 0.020843 | 0.021176 | 0.048923 | 0.063327 | 0.021591 | 0.022045 | 0.050237 | 0.06487 | 0.022477 | 0.022583 | 0.051569 | 0.066614 | 0.023025 | 0.023696 | 0.052952 | 0.068131 | 0.02416 | 0.024804 | 0.054361 | 0.069692 | 0.02529 | 0.025888 | 0.055812 | 0.071329 | 0.026395 | 0.026955 | 0.057285 | 0.073008 | 0.027483 | 0.028019 | 0.058816 | 0.074778 | 0.028567 | 0.029136 | 0.060358 | 0.076536 | 0.029706 | 0.029971 | 0.061538 | 0.077892 | 0.030558 | 0.030836 | 0.062737 | 0.079262 | 0.03144 | 0.031699 | 0.063963 | 0.080672 | 0.032319 | 0.032576 | 0.065207 | 0.082104 | 0.033213 | 0.033426 | 0.066397 | 0.083468 | 0.034079 | 0.034286 | 0.067609 | 0.084859 | 0.034957 | 0.035147 | 0.068821 | 0.086251 | 0.035834
Gen ($/Annual kWh) | 0 | 16-NRS-Health/Medical–Clinic-LIT_INT | All | Gen:0:16-NRS-Health/Medical–Clinic-LIT_INT:All | Interior Lighting | 0.015964 | 0.024354 | 0.028755 | 0.016293 | 0.017081 | 0.02655 | 0.031516 | 0.017434 | 0.017917 | 0.028448 | 0.033969 | 0.018287 | 0.019372 | 0.031022 | 0.037131 | 0.019773 | 0.020124 | 0.032828 | 0.039488 | 0.02054 | 0.020912 | 0.033812 | 0.040574 | 0.021345 | 0.021701 | 0.034803 | 0.041672 | 0.022149 | 0.023445 | 0.036835 | 0.043855 | 0.023929 | 0.024307 | 0.037887 | 0.045007 | 0.02481 | 0.025176 | 0.038945 | 0.046164 | 0.025696 | 0.026206 | 0.040082 | 0.047358 | 0.026747 | 0.026844 | 0.041133 | 0.048625 | 0.027399 | 0.028162 | 0.042389 | 0.049849 | 0.028744 | 0.029474 | 0.04366 | 0.0511 | 0.030082 | 0.030758 | 0.044953 | 0.052398 | 0.031393 | 0.032021 | 0.046254 | 0.05372 | 0.032682 | 0.033281 | 0.047595 | 0.055104 | 0.033967 | 0.034604 | 0.048958 | 0.056489 | 0.035318 | 0.035594 | 0.049994 | 0.057549 | 0.036328 | 0.036619 | 0.051051 | 0.058624 | 0.037375 | 0.037641 | 0.052125 | 0.059726 | 0.038418 | 0.038681 | 0.053216 | 0.060844 | 0.039479 | 0.039689 | 0.054263 | 0.061913 | 0.040507 | 0.040709 | 0.055327 | 0.063001 | 0.041548 | 0.041729 | 0.056392 | 0.06409 | 0.04259
Gen ($/Annual kWh) | 0 | 16-NRS-Health/Medical–Clinic-OFF_EQ | All | Gen:0:16-NRS-Health/Medical–Clinic-OFF_EQ:All | Office Equipment | 0.016036 | 0.023553 | 0.027528 | 0.016376 | 0.017157 | 0.025647 | 0.030134 | 0.017521 | 0.017996 | 0.027448 | 0.03244 | 0.018378 | 0.019461 | 0.029928 | 0.035454 | 0.019874 | 0.020215 | 0.031635 | 0.037661 | 0.020643 | 0.021006 | 0.032599 | 0.038718 | 0.021451 | 0.021797 | 0.03357 | 0.039784 | 0.022259 | 0.023553 | 0.035585 | 0.04194 | 0.024053 | 0.024418 | 0.036617 | 0.043062 | 0.024936 | 0.02529 | 0.037655 | 0.044188 | 0.025826 | 0.026322 | 0.038778 | 0.045361 | 0.02688 | 0.026963 | 0.039792 | 0.046572 | 0.027534 | 0.028284 | 0.041045 | 0.047793 | 0.028883 | 0.029599 | 0.042312 | 0.049038 | 0.030226 | 0.030887 | 0.043597 | 0.050325 | 0.031541 | 0.032153 | 0.044888 | 0.051633 | 0.032834 | 0.033416 | 0.046215 | 0.052996 | 0.034123 | 0.034742 | 0.047568 | 0.054366 | 0.035477 | 0.035735 | 0.048593 | 0.055411 | 0.036492 | 0.036764 | 0.049641 | 0.056473 | 0.037542 | 0.037789 | 0.050704 | 0.057558 | 0.038589 | 0.038832 | 0.051784 | 0.05866 | 0.039653 | 0.039842 | 0.052821 | 0.059714 | 0.040685 | 0.040866 | 0.053875 | 0.060788 | 0.04173 | 0.041889 | 0.05493 | 0.061861 | 0.042775
Gen ($/Annual kWh) | 0 | 16-NRS-Health/Medical–Clinic-LIT_EXT | All | Gen:0:16-NRS-Health/Medical–Clinic-LIT_EXT:All | Exterior Lighting | 0.016419 | 0.01884 | 0.020305 | 0.016809 | 0.01756 | 0.020343 | 0.02201 | 0.017977 | 0.018415 | 0.021574 | 0.023447 | 0.018853 | 0.019931 | 0.023492 | 0.025592 | 0.020405 | 0.020694 | 0.024626 | 0.026927 | 0.021186 | 0.021499 | 0.025472 | 0.027805 | 0.02201 | 0.022304 | 0.026321 | 0.028687 | 0.022834 | 0.024126 | 0.028227 | 0.030659 | 0.0247 | 0.025005 | 0.02914 | 0.0316 | 0.0256 | 0.025891 | 0.030059 | 0.032547 | 0.026506 | 0.026939 | 0.031095 | 0.033589 | 0.027579 | 0.027592 | 0.031893 | 0.03447 | 0.028247 | 0.028931 | 0.033129 | 0.035669 | 0.029618 | 0.030264 | 0.034368 | 0.036876 | 0.030983 | 0.031569 | 0.035604 | 0.038092 | 0.032319 | 0.032854 | 0.036833 | 0.039308 | 0.033634 | 0.034134 | 0.038077 | 0.040549 | 0.034945 | 0.035479 | 0.039365 | 0.041824 | 0.036321 | 0.036489 | 0.040328 | 0.042776 | 0.037355 | 0.037534 | 0.04132 | 0.043753 | 0.038425 | 0.038576 | 0.042317 | 0.04474 | 0.039492 | 0.039636 | 0.043331 | 0.045743 | 0.040577 | 0.040663 | 0.044308 | 0.046708 | 0.041628 | 0.041703 | 0.0453 | 0.047689 | 0.042693 | 0.042743 | 0.046293 | 0.048669 | 0.043758
Gen ($/Annual kWh) | 0 | 16-NRS-Health/Medical–Clinic-REFG | All | Gen:0:16-NRS-Health/Medical–Clinic-REFG:All | Refrigeration | 0.015823 | 0.022232 | 0.025682 | 0.016174 | 0.016927 | 0.024158 | 0.028043 | 0.017302 | 0.017753 | 0.025795 | 0.030109 | 0.018147 | 0.019204 | 0.028119 | 0.032898 | 0.019631 | 0.019945 | 0.029661 | 0.034862 | 0.020387 | 0.020723 | 0.030593 | 0.03588 | 0.021183 | 0.021502 | 0.031531 | 0.036905 | 0.02198 | 0.023244 | 0.033525 | 0.039041 | 0.02376 | 0.024095 | 0.034525 | 0.040124 | 0.02463 | 0.024953 | 0.03553 | 0.041212 | 0.025507 | 0.025968 | 0.036631 | 0.042363 | 0.026544 | 0.026599 | 0.037584 | 0.043489 | 0.027189 | 0.027897 | 0.038835 | 0.044723 | 0.028517 | 0.02919 | 0.040097 | 0.045977 | 0.029838 | 0.030455 | 0.04137 | 0.047263 | 0.031131 | 0.0317 | 0.042647 | 0.048563 | 0.032404 | 0.032942 | 0.043952 | 0.04991 | 0.033672 | 0.034245 | 0.045289 | 0.051273 | 0.035005 | 0.035223 | 0.046299 | 0.052305 | 0.036004 | 0.036234 | 0.047333 | 0.053357 | 0.037038 | 0.037243 | 0.048379 | 0.054429 | 0.038069 | 0.038269 | 0.049442 | 0.055518 | 0.039117 | 0.039263 | 0.050464 | 0.056561 | 0.040134 | 0.04027 | 0.051502 | 0.057623 | 0.041163 | 0.041277 | 0.05254 | 0.058684 | 0.042192
Gen ($/Annual kWh) | 0 | 16-NRS-Health/Medical–Clinic-VENT | All | Gen:0:16-NRS-Health/Medical–Clinic-VENT:All | Ventilation | 0.016044 | 0.024474 | 0.028898 | 0.016376 | 0.017167 | 0.026687 | 0.031683 | 0.017522 | 0.018008 | 0.028603 | 0.034162 | 0.018379 | 0.01947 | 0.031194 | 0.037344 | 0.019872 | 0.020226 | 0.033018 | 0.039727 | 0.020643 | 0.021018 | 0.034003 | 0.040814 | 0.021452 | 0.021811 | 0.034996 | 0.041912 | 0.022261 | 0.023563 | 0.037026 | 0.044089 | 0.02405 | 0.02443 | 0.03808 | 0.045241 | 0.024935 | 0.025303 | 0.039139 | 0.046398 | 0.025826 | 0.026338 | 0.040276 | 0.047589 | 0.026882 | 0.02698 | 0.041333 | 0.048863 | 0.027537 | 0.028304 | 0.042585 | 0.050078 | 0.028889 | 0.029623 | 0.043853 | 0.051321 | 0.030234 | 0.030913 | 0.045143 | 0.052612 | 0.031551 | 0.032183 | 0.046443 | 0.053929 | 0.032847 | 0.033449 | 0.047782 | 0.055307 | 0.034139 | 0.034779 | 0.049144 | 0.056686 | 0.035496 | 0.035774 | 0.050178 | 0.057742 | 0.036512 | 0.036805 | 0.051235 | 0.058813 | 0.037564 | 0.037832 | 0.052308 | 0.059911 | 0.038612 | 0.038877 | 0.053398 | 0.061025 | 0.039678 | 0.039889 | 0.054444 | 0.062089 | 0.040712 | 0.040915 | 0.055507 | 0.063174 | 0.041758 | 0.04194 | 0.056571 | 0.064259 | 0.042805
Gen ($/Annual kWh) | 0 | 17-OFL-Office–Large-Cooling | All | Gen:0:17-OFL-Office–Large-Cooling:All | Space Cooling | 0.011551 | 0.029834 | 0.039314 | 0.011787 | 0.012361 | 0.032582 | 0.04307 | 0.012612 | 0.012966 | 0.034981 | 0.046403 | 0.01323 | 0.014018 | 0.038181 | 0.050719 | 0.014303 | 0.014562 | 0.040471 | 0.053916 | 0.014859 | 0.015133 | 0.04165 | 0.05541 | 0.015441 | 0.015704 | 0.04284 | 0.056919 | 0.016024 | 0.016964 | 0.04526 | 0.059936 | 0.017309 | 0.017589 | 0.046518 | 0.061521 | 0.017947 | 0.018218 | 0.047782 | 0.063112 | 0.018589 | 0.018964 | 0.049124 | 0.06476 | 0.01935 | 0.019426 | 0.050421 | 0.066491 | 0.019821 | 0.020381 | 0.051868 | 0.068189 | 0.020796 | 0.021331 | 0.053338 | 0.069924 | 0.021765 | 0.022261 | 0.054842 | 0.071721 | 0.022714 | 0.023177 | 0.056361 | 0.073551 | 0.023648 | 0.024089 | 0.057934 | 0.075462 | 0.024579 | 0.025047 | 0.059525 | 0.077378 | 0.025556 | 0.025765 | 0.060736 | 0.078843 | 0.026288 | 0.026507 | 0.061971 | 0.080329 | 0.027046 | 0.027248 | 0.063227 | 0.081851 | 0.027801 | 0.028001 | 0.064504 | 0.083396 | 0.028569 | 0.02873 | 0.065727 | 0.084873 | 0.029314 | 0.029469 | 0.066972 | 0.086378 | 0.030068 | 0.030208 | 0.068216 | 0.087882 | 0.030822
Gen ($/Annual kWh) | 0 | 17-OFL-Office–Large-ExtLight | All | Gen:0:17-OFL-Office–Large-ExtLight:All | Interior Lighting | 0.015833 | 0.016615 | 0.017309 | 0.016229 | 0.016931 | 0.017896 | 0.018704 | 0.017354 | 0.017754 | 0.018928 | 0.019859 | 0.018198 | 0.019223 | 0.020604 | 0.021669 | 0.019703 | 0.019955 | 0.021544 | 0.022728 | 0.020453 | 0.020729 | 0.022309 | 0.023503 | 0.021247 | 0.021503 | 0.023076 | 0.02428 | 0.02204 | 0.023271 | 0.024835 | 0.026065 | 0.023853 | 0.024116 | 0.025661 | 0.026898 | 0.024719 | 0.024967 | 0.026494 | 0.027735 | 0.025591 | 0.025973 | 0.027441 | 0.028671 | 0.026622 | 0.026602 | 0.028141 | 0.029418 | 0.027266 | 0.027887 | 0.029289 | 0.030519 | 0.028584 | 0.029166 | 0.030439 | 0.031625 | 0.029895 | 0.030419 | 0.03158 | 0.032732 | 0.031179 | 0.031652 | 0.032713 | 0.033834 | 0.032443 | 0.032881 | 0.033855 | 0.034955 | 0.033703 | 0.034172 | 0.035043 | 0.036111 | 0.035025 | 0.035142 | 0.035928 | 0.036971 | 0.03602 | 0.036146 | 0.036841 | 0.037855 | 0.037049 | 0.037148 | 0.037757 | 0.038746 | 0.038076 | 0.038167 | 0.038689 | 0.039651 | 0.03912 | 0.039154 | 0.039588 | 0.040523 | 0.040131 | 0.040153 | 0.0405 | 0.041408 | 0.041156 | 0.041153 | 0.041412 | 0.042294 | 0.04218
Gen ($/Annual kWh) | 0 | 17-OFL-Office–Large-IntLight | All | Gen:0:17-OFL-Office–Large-IntLight:All | Office Equipment | 0.016151 | 0.02494 | 0.029538 | 0.016481 | 0.017282 | 0.027199 | 0.032386 | 0.017635 | 0.018128 | 0.029154 | 0.034922 | 0.018498 | 0.019599 | 0.031794 | 0.038172 | 0.02 | 0.02036 | 0.033656 | 0.04061 | 0.020776 | 0.021158 | 0.03466 | 0.041721 | 0.021591 | 0.021957 | 0.035671 | 0.042843 | 0.022405 | 0.023718 | 0.037734 | 0.045063 | 0.024203 | 0.024592 | 0.038807 | 0.04624 | 0.025094 | 0.025471 | 0.039885 | 0.047422 | 0.025992 | 0.026514 | 0.041042 | 0.048639 | 0.027055 | 0.02716 | 0.042119 | 0.049941 | 0.027715 | 0.028495 | 0.043392 | 0.051182 | 0.029077 | 0.029823 | 0.044682 | 0.052452 | 0.030432 | 0.031123 | 0.045995 | 0.05377 | 0.031758 | 0.032402 | 0.047318 | 0.055116 | 0.033064 | 0.033677 | 0.04868 | 0.056524 | 0.034365 | 0.035017 | 0.050065 | 0.057932 | 0.035732 | 0.03602 | 0.051118 | 0.059011 | 0.036755 | 0.037058 | 0.052193 | 0.060105 | 0.037814 | 0.038092 | 0.053285 | 0.061227 | 0.038869 | 0.039145 | 0.054394 | 0.062366 | 0.039943 | 0.040165 | 0.055458 | 0.063453 | 0.040984 | 0.041198 | 0.056541 | 0.064561 | 0.042038 | 0.04223 | 0.057623 | 0.06567 | 0.043092
Gen ($/Annual kWh) | 0 | 17-OFL-Office–Large-OffEquip | All | Gen:0:17-OFL-Office–Large-OffEquip:All | Exterior Lighting | 0.01629 | 0.022295 | 0.02554 | 0.016651 | 0.017426 | 0.024228 | 0.027896 | 0.017812 | 0.018277 | 0.025872 | 0.029959 | 0.018682 | 0.019771 | 0.028202 | 0.032735 | 0.020209 | 0.020533 | 0.02975 | 0.034699 | 0.020988 | 0.021335 | 0.030684 | 0.035707 | 0.021808 | 0.022137 | 0.031624 | 0.036724 | 0.022627 | 0.02393 | 0.033618 | 0.038834 | 0.02446 | 0.024806 | 0.03462 | 0.039907 | 0.025356 | 0.025689 | 0.035628 | 0.040985 | 0.026258 | 0.026735 | 0.03673 | 0.042124 | 0.027326 | 0.027384 | 0.037686 | 0.043244 | 0.027991 | 0.028722 | 0.038939 | 0.044461 | 0.029357 | 0.030053 | 0.040202 | 0.045698 | 0.030718 | 0.031356 | 0.041478 | 0.046968 | 0.032049 | 0.032638 | 0.042756 | 0.048253 | 0.03336 | 0.033916 | 0.044064 | 0.049584 | 0.034666 | 0.035258 | 0.045403 | 0.05093 | 0.036038 | 0.036265 | 0.046415 | 0.051951 | 0.037067 | 0.037307 | 0.047451 | 0.052991 | 0.038131 | 0.038345 | 0.048499 | 0.05405 | 0.039193 | 0.039402 | 0.049564 | 0.055127 | 0.040273 | 0.040426 | 0.050587 | 0.056158 | 0.041319 | 0.041462 | 0.051628 | 0.057207 | 0.042379 | 0.042499 | 0.052668 | 0.058256 | 0.043438
Gen ($/Annual kWh) | 0 | 17-OFL-Office–Large-Refrig | All | Gen:0:17-OFL-Office–Large-Refrig:All | Refrigeration | 0.01604 | 0.021356 | 0.024286 | 0.016407 | 0.017157 | 0.02318 | 0.026489 | 0.01755 | 0.017994 | 0.024723 | 0.028408 | 0.018406 | 0.019469 | 0.026948 | 0.031037 | 0.019915 | 0.020217 | 0.028395 | 0.032856 | 0.02068 | 0.021005 | 0.029301 | 0.033831 | 0.021486 | 0.021793 | 0.030212 | 0.034813 | 0.022292 | 0.023566 | 0.032171 | 0.036887 | 0.024105 | 0.024427 | 0.033144 | 0.037926 | 0.024986 | 0.025294 | 0.034122 | 0.03897 | 0.025873 | 0.02632 | 0.035198 | 0.040081 | 0.026923 | 0.026959 | 0.036112 | 0.041144 | 0.027577 | 0.028272 | 0.037346 | 0.04235 | 0.02892 | 0.029579 | 0.03859 | 0.043573 | 0.030256 | 0.030858 | 0.039842 | 0.044823 | 0.031564 | 0.032117 | 0.041095 | 0.046085 | 0.032852 | 0.033372 | 0.042374 | 0.047389 | 0.034135 | 0.03469 | 0.043687 | 0.048712 | 0.035483 | 0.035679 | 0.044677 | 0.049711 | 0.036495 | 0.036702 | 0.045691 | 0.050731 | 0.037542 | 0.037723 | 0.046716 | 0.051768 | 0.038585 | 0.038761 | 0.047758 | 0.052822 | 0.039647 | 0.039767 | 0.04876 | 0.053832 | 0.040676 | 0.040785 | 0.049779 | 0.05486 | 0.041718 | 0.041804 | 0.050797 | 0.055888 | 0.04276
Gen ($/Annual kWh) | 0 | 17-OFL-Office–Large-Vent/Fan | All | Gen:0:17-OFL-Office–Large-Vent/Fan:All | Ventilation | 0.015947 | 0.02226 | 0.025662 | 0.0163 | 0.01706 | 0.024193 | 0.028032 | 0.017437 | 0.017893 | 0.02584 | 0.030108 | 0.018288 | 0.019355 | 0.028167 | 0.032896 | 0.019783 | 0.020101 | 0.029718 | 0.034873 | 0.020546 | 0.020886 | 0.03065 | 0.035885 | 0.021348 | 0.021671 | 0.031586 | 0.036906 | 0.022151 | 0.023426 | 0.03357 | 0.03902 | 0.023945 | 0.024284 | 0.034569 | 0.040098 | 0.024822 | 0.025149 | 0.035573 | 0.04118 | 0.025705 | 0.026172 | 0.03667 | 0.042323 | 0.026751 | 0.026808 | 0.037625 | 0.043448 | 0.027401 | 0.028117 | 0.038871 | 0.044669 | 0.028739 | 0.02942 | 0.040127 | 0.04591 | 0.030071 | 0.030696 | 0.041396 | 0.047183 | 0.031375 | 0.031951 | 0.042668 | 0.048472 | 0.032657 | 0.033203 | 0.04397 | 0.049808 | 0.033936 | 0.034517 | 0.045303 | 0.051158 | 0.035279 | 0.035502 | 0.04631 | 0.052183 | 0.036287 | 0.036522 | 0.04734 | 0.053226 | 0.037329 | 0.037539 | 0.048383 | 0.05429 | 0.038368 | 0.038573 | 0.049443 | 0.05537 | 0.039425 | 0.039576 | 0.050462 | 0.056404 | 0.04045 | 0.040591 | 0.051498 | 0.057457 | 0.041487 | 0.041606 | 0.052533 | 0.05851 | 0.042524
Gen ($/Annual kWh) | 0 | 18-OFS-Office–Small-Cooling | All | Gen:0:18-OFS-Office–Small-Cooling:All | Space Cooling | 0.013559 | 0.031286 | 0.040465 | 0.013819 | 0.014511 | 0.034236 | 0.044453 | 0.014789 | 0.015223 | 0.036833 | 0.048031 | 0.015515 | 0.016452 | 0.040203 | 0.052512 | 0.016767 | 0.017094 | 0.042696 | 0.055968 | 0.017422 | 0.017766 | 0.043903 | 0.057451 | 0.018107 | 0.018438 | 0.045122 | 0.05895 | 0.018792 | 0.019908 | 0.047529 | 0.061838 | 0.020289 | 0.020643 | 0.048815 | 0.063406 | 0.021039 | 0.021385 | 0.050106 | 0.064979 | 0.021795 | 0.022263 | 0.051461 | 0.066577 | 0.02269 | 0.022807 | 0.052825 | 0.068365 | 0.023244 | 0.023933 | 0.054256 | 0.069948 | 0.024392 | 0.025054 | 0.055714 | 0.071574 | 0.025534 | 0.026151 | 0.057213 | 0.073276 | 0.026651 | 0.02723 | 0.058734 | 0.07502 | 0.027751 | 0.028305 | 0.060315 | 0.076857 | 0.028847 | 0.029435 | 0.061907 | 0.078683 | 0.029998 | 0.03028 | 0.063125 | 0.08009 | 0.03086 | 0.031155 | 0.064364 | 0.081513 | 0.031751 | 0.032026 | 0.065628 | 0.082977 | 0.032639 | 0.032913 | 0.066912 | 0.084462 | 0.033543 | 0.033772 | 0.068141 | 0.085879 | 0.034419 | 0.034643 | 0.069393 | 0.087323 | 0.035305 | 0.035513 | 0.070644 | 0.088768 | 0.036192
Gen ($/Annual kWh) | 0 | 18-OFS-Office–Small-ExtLight | All | Gen:0:18-OFS-Office–Small-ExtLight:All | Interior Lighting | 0.016328 | 0.01593 | 0.016037 | 0.016737 | 0.01746 | 0.017151 | 0.017326 | 0.017896 | 0.018309 | 0.018132 | 0.018391 | 0.018767 | 0.019823 | 0.019733 | 0.020065 | 0.020319 | 0.020578 | 0.020625 | 0.021042 | 0.021093 | 0.021376 | 0.021361 | 0.021761 | 0.021911 | 0.022175 | 0.022099 | 0.022483 | 0.022729 | 0.023998 | 0.023792 | 0.024143 | 0.024599 | 0.02487 | 0.024588 | 0.024917 | 0.025492 | 0.025747 | 0.02539 | 0.025695 | 0.026391 | 0.026784 | 0.026304 | 0.026566 | 0.027454 | 0.027433 | 0.026973 | 0.027258 | 0.028119 | 0.028758 | 0.028085 | 0.028284 | 0.029477 | 0.030077 | 0.029197 | 0.029315 | 0.030829 | 0.031369 | 0.030301 | 0.030346 | 0.032153 | 0.03264 | 0.031395 | 0.031373 | 0.033456 | 0.033908 | 0.032499 | 0.032415 | 0.034756 | 0.035239 | 0.033646 | 0.033493 | 0.03612 | 0.036239 | 0.034502 | 0.034293 | 0.037145 | 0.037275 | 0.035384 | 0.035116 | 0.038207 | 0.038308 | 0.036269 | 0.035945 | 0.039265 | 0.039358 | 0.03717 | 0.036788 | 0.040342 | 0.040376 | 0.038039 | 0.0376 | 0.041385 | 0.041407 | 0.03892 | 0.038424 | 0.042441 | 0.042437 | 0.039802 | 0.039249 | 0.043498
Gen ($/Annual kWh) | 0 | 18-OFS-Office–Small-IntLight | All | Gen:0:18-OFS-Office–Small-IntLight:All | Office Equipment | 0.015836 | 0.02459 | 0.029182 | 0.016164 | 0.016945 | 0.026812 | 0.031987 | 0.017295 | 0.017774 | 0.028734 | 0.034482 | 0.018141 | 0.019218 | 0.031337 | 0.037691 | 0.019615 | 0.019963 | 0.033166 | 0.040088 | 0.020376 | 0.020745 | 0.034158 | 0.041189 | 0.021174 | 0.021528 | 0.035156 | 0.042301 | 0.021973 | 0.023257 | 0.0372 | 0.044511 | 0.023738 | 0.024113 | 0.038261 | 0.045678 | 0.024612 | 0.024975 | 0.039326 | 0.04685 | 0.025492 | 0.025996 | 0.04047 | 0.048059 | 0.026534 | 0.02663 | 0.041532 | 0.049345 | 0.02718 | 0.027937 | 0.042792 | 0.050582 | 0.028514 | 0.029238 | 0.044069 | 0.051847 | 0.029842 | 0.030512 | 0.045368 | 0.05316 | 0.031142 | 0.031765 | 0.046677 | 0.054498 | 0.032421 | 0.033014 | 0.048024 | 0.055898 | 0.033696 | 0.034327 | 0.049395 | 0.0573 | 0.035035 | 0.035309 | 0.050436 | 0.058373 | 0.036038 | 0.036326 | 0.051499 | 0.059461 | 0.037076 | 0.03734 | 0.052579 | 0.060576 | 0.038111 | 0.038372 | 0.053676 | 0.061708 | 0.039164 | 0.039371 | 0.054728 | 0.062789 | 0.040184 | 0.040383 | 0.055799 | 0.063891 | 0.041216 | 0.041395 | 0.056869 | 0.064993 | 0.042249
Gen ($/Annual kWh) | 0 | 18-OFS-Office–Small-OffEquip | All | Gen:0:18-OFS-Office–Small-OffEquip:All | Exterior Lighting | 0.01606 | 0.021933 | 0.025119 | 0.01642 | 0.01718 | 0.023826 | 0.027424 | 0.017565 | 0.018019 | 0.025434 | 0.02944 | 0.018422 | 0.019493 | 0.027724 | 0.032167 | 0.01993 | 0.020244 | 0.029237 | 0.034082 | 0.020697 | 0.021034 | 0.030159 | 0.035079 | 0.021505 | 0.021824 | 0.031087 | 0.036084 | 0.022313 | 0.023594 | 0.033063 | 0.038182 | 0.024122 | 0.024458 | 0.034053 | 0.039244 | 0.025005 | 0.025327 | 0.035048 | 0.040311 | 0.025895 | 0.026357 | 0.036138 | 0.04144 | 0.026947 | 0.026997 | 0.037078 | 0.04254 | 0.027602 | 0.028315 | 0.038321 | 0.043753 | 0.028948 | 0.029626 | 0.039574 | 0.044986 | 0.030288 | 0.030909 | 0.040837 | 0.046248 | 0.0316 | 0.032172 | 0.042103 | 0.047525 | 0.032891 | 0.033431 | 0.043397 | 0.048847 | 0.034178 | 0.034753 | 0.044724 | 0.050184 | 0.03553 | 0.035745 | 0.045725 | 0.051198 | 0.036544 | 0.036771 | 0.04675 | 0.05223 | 0.037593 | 0.037794 | 0.047787 | 0.053282 | 0.038639 | 0.038835 | 0.048841 | 0.054351 | 0.039703 | 0.039844 | 0.049854 | 0.055374 | 0.040735 | 0.040865 | 0.050884 | 0.056416 | 0.041779 | 0.041887 | 0.051913 | 0.057458 | 0.042823
Gen ($/Annual kWh) | 0 | 18-OFS-Office–Small-Refrig | All | Gen:0:18-OFS-Office–Small-Refrig:All | Refrigeration | 0.015816 | 0.020956 | 0.023802 | 0.016182 | 0.016917 | 0.022736 | 0.025946 | 0.017308 | 0.017742 | 0.024237 | 0.027808 | 0.018152 | 0.019198 | 0.026416 | 0.03038 | 0.019642 | 0.019935 | 0.027822 | 0.032142 | 0.020396 | 0.020712 | 0.028716 | 0.033104 | 0.021191 | 0.021489 | 0.029614 | 0.034074 | 0.021985 | 0.023238 | 0.031556 | 0.036133 | 0.023775 | 0.024087 | 0.032516 | 0.03716 | 0.024644 | 0.024941 | 0.033481 | 0.038191 | 0.025518 | 0.025953 | 0.034545 | 0.039293 | 0.026553 | 0.026583 | 0.035441 | 0.040334 | 0.027197 | 0.027876 | 0.036666 | 0.041536 | 0.02852 | 0.029163 | 0.0379 | 0.042755 | 0.029837 | 0.030424 | 0.039141 | 0.043999 | 0.031127 | 0.031664 | 0.040382 | 0.045253 | 0.032395 | 0.0329 | 0.041649 | 0.046548 | 0.03366 | 0.034199 | 0.042949 | 0.047863 | 0.034989 | 0.035174 | 0.043929 | 0.048855 | 0.035986 | 0.036182 | 0.044933 | 0.049868 | 0.037018 | 0.037188 | 0.045948 | 0.050897 | 0.038046 | 0.038211 | 0.046979 | 0.051944 | 0.039093 | 0.039202 | 0.047971 | 0.052947 | 0.040107 | 0.040206 | 0.048979 | 0.053967 | 0.041134 | 0.04121 | 0.049986 | 0.054987 | 0.042161
Gen ($/Annual kWh) | 0 | 18-OFS-Office–Small-Vent/Fan | All | Gen:0:18-OFS-Office–Small-Vent/Fan:All | Ventilation | 0.015841 | 0.024887 | 0.029733 | 0.01619 | 0.016947 | 0.027156 | 0.032618 | 0.01732 | 0.017774 | 0.029129 | 0.035195 | 0.018165 | 0.019226 | 0.031781 | 0.038485 | 0.01965 | 0.019968 | 0.033661 | 0.040964 | 0.020407 | 0.020748 | 0.034653 | 0.042073 | 0.021205 | 0.021528 | 0.035653 | 0.043193 | 0.022002 | 0.02327 | 0.037697 | 0.045408 | 0.023783 | 0.024123 | 0.038757 | 0.046581 | 0.024654 | 0.024982 | 0.039821 | 0.047759 | 0.025532 | 0.025999 | 0.040957 | 0.048965 | 0.026571 | 0.026631 | 0.042034 | 0.050278 | 0.027217 | 0.027932 | 0.043273 | 0.051494 | 0.028546 | 0.029227 | 0.044529 | 0.052739 | 0.02987 | 0.030494 | 0.045811 | 0.054037 | 0.031165 | 0.031742 | 0.047105 | 0.055363 | 0.03244 | 0.032985 | 0.048439 | 0.056754 | 0.03371 | 0.034291 | 0.049794 | 0.058143 | 0.035045 | 0.03527 | 0.050824 | 0.059208 | 0.036046 | 0.036284 | 0.051876 | 0.060286 | 0.037081 | 0.037294 | 0.052945 | 0.061393 | 0.038114 | 0.038322 | 0.054031 | 0.062517 | 0.039164 | 0.039318 | 0.055072 | 0.063589 | 0.040182 | 0.040327 | 0.056132 | 0.064683 | 0.041213 | 0.041335 | 0.057191 | 0.065776 | 0.042243
Gen ($/Annual kWh) | 0 | 19-RES-AllResidential-CL_DRY | All | Gen:0:19-RES-AllResidential-CL_DRY:All | Clothes Dryer | 0.017502 | 0.023126 | 0.026066 | 0.017856 | 0.018729 | 0.025185 | 0.02856 | 0.019108 | 0.019646 | 0.026954 | 0.030774 | 0.020043 | 0.021239 | 0.029379 | 0.033633 | 0.021669 | 0.022064 | 0.031058 | 0.035758 | 0.022511 | 0.022929 | 0.032005 | 0.036747 | 0.023394 | 0.023795 | 0.032958 | 0.037746 | 0.024277 | 0.025702 | 0.03492 | 0.039736 | 0.026223 | 0.026649 | 0.035934 | 0.040785 | 0.027189 | 0.027603 | 0.036954 | 0.041839 | 0.028162 | 0.028733 | 0.038058 | 0.04293 | 0.029315 | 0.029434 | 0.039053 | 0.044077 | 0.03003 | 0.030881 | 0.040287 | 0.0452 | 0.031506 | 0.032322 | 0.041536 | 0.046347 | 0.032976 | 0.033732 | 0.042801 | 0.047536 | 0.034414 | 0.035119 | 0.044073 | 0.048747 | 0.035829 | 0.036502 | 0.045378 | 0.050011 | 0.03724 | 0.037954 | 0.04671 | 0.051279 | 0.038722 | 0.039042 | 0.04772 | 0.052249 | 0.039831 | 0.040167 | 0.048753 | 0.053233 | 0.040979 | 0.041289 | 0.0498 | 0.05424 | 0.042124 | 0.04243 | 0.050863 | 0.055263 | 0.043288 | 0.043536 | 0.051885 | 0.056241 | 0.044416 | 0.044656 | 0.052924 | 0.057236 | 0.045559 | 0.045776 | 0.053962 | 0.058232 | 0.046701
Gen ($/Annual kWh) | 0 | 19-RES-AllResidential-CL_WASH | All | Gen:0:19-RES-AllResidential-CL_WASH:All | Clothes Washer | 0.017171 | 0.024355 | 0.028035 | 0.017506 | 0.018376 | 0.026515 | 0.03069 | 0.018735 | 0.019277 | 0.028368 | 0.033036 | 0.019653 | 0.020835 | 0.030917 | 0.036096 | 0.021242 | 0.021647 | 0.032675 | 0.038344 | 0.02207 | 0.022498 | 0.033677 | 0.039421 | 0.022937 | 0.023349 | 0.034685 | 0.040508 | 0.023804 | 0.025213 | 0.036764 | 0.042691 | 0.025705 | 0.026144 | 0.037838 | 0.043836 | 0.026654 | 0.027081 | 0.038917 | 0.044985 | 0.02761 | 0.028193 | 0.040089 | 0.046182 | 0.028743 | 0.028881 | 0.041136 | 0.047414 | 0.029445 | 0.030305 | 0.04245 | 0.048663 | 0.030897 | 0.031722 | 0.043778 | 0.049938 | 0.032341 | 0.033109 | 0.045122 | 0.051254 | 0.033755 | 0.034474 | 0.046473 | 0.052591 | 0.035146 | 0.035834 | 0.047859 | 0.053984 | 0.036533 | 0.037263 | 0.049274 | 0.055385 | 0.03799 | 0.038332 | 0.050346 | 0.056454 | 0.039079 | 0.039438 | 0.051442 | 0.05754 | 0.040207 | 0.040541 | 0.052553 | 0.05865 | 0.041332 | 0.041663 | 0.053682 | 0.059777 | 0.042475 | 0.04275 | 0.054766 | 0.060856 | 0.043584 | 0.043851 | 0.055868 | 0.061954 | 0.044706 | 0.044952 | 0.056971 | 0.063052 | 0.045828
Gen ($/Annual kWh) | 0 | 19-RES-AllResidential-DSH_WASH | All | Gen:0:19-RES-AllResidential-DSH_WASH:All | Dishwasher | 0.015958 | 0.021689 | 0.024659 | 0.016278 | 0.017077 | 0.023586 | 0.02696 | 0.017419 | 0.017914 | 0.025201 | 0.028981 | 0.018273 | 0.019365 | 0.027457 | 0.031655 | 0.019753 | 0.020118 | 0.028985 | 0.033587 | 0.020521 | 0.020908 | 0.029889 | 0.03455 | 0.021327 | 0.021697 | 0.030799 | 0.035521 | 0.022132 | 0.023434 | 0.032694 | 0.037495 | 0.023904 | 0.024298 | 0.033665 | 0.038521 | 0.024785 | 0.025169 | 0.034641 | 0.03955 | 0.025673 | 0.0262 | 0.035708 | 0.040634 | 0.026725 | 0.026839 | 0.036638 | 0.041714 | 0.027377 | 0.02816 | 0.037848 | 0.042864 | 0.028724 | 0.029474 | 0.039069 | 0.044034 | 0.030064 | 0.030761 | 0.040302 | 0.045236 | 0.031377 | 0.032027 | 0.041539 | 0.046455 | 0.032668 | 0.033289 | 0.042804 | 0.04772 | 0.033955 | 0.034614 | 0.044099 | 0.048997 | 0.035307 | 0.035606 | 0.045079 | 0.049968 | 0.036319 | 0.036633 | 0.046082 | 0.050957 | 0.037366 | 0.037657 | 0.047097 | 0.051966 | 0.03841 | 0.038698 | 0.048128 | 0.05299 | 0.039472 | 0.039707 | 0.04912 | 0.053971 | 0.040501 | 0.040729 | 0.050127 | 0.054969 | 0.041543 | 0.04175 | 0.051135 | 0.055968 | 0.042585
Gen ($/Annual kWh) | 0 | 19-RES-AllResidential-FREEZ | All | Gen:0:19-RES-AllResidential-FREEZ:All | Refrigeration | 0.015033 | 0.023149 | 0.027489 | 0.015371 | 0.016081 | 0.025165 | 0.030017 | 0.016443 | 0.016866 | 0.026884 | 0.032229 | 0.017245 | 0.018247 | 0.029313 | 0.035215 | 0.018657 | 0.018949 | 0.030933 | 0.037318 | 0.019375 | 0.019688 | 0.031899 | 0.038407 | 0.020131 | 0.020428 | 0.032871 | 0.039504 | 0.020887 | 0.022085 | 0.034934 | 0.04179 | 0.022582 | 0.022893 | 0.035969 | 0.042949 | 0.023408 | 0.023707 | 0.03701 | 0.044114 | 0.02424 | 0.024671 | 0.038145 | 0.045345 | 0.025225 | 0.02527 | 0.03914 | 0.04655 | 0.025838 | 0.026502 | 0.040424 | 0.04787 | 0.027098 | 0.027729 | 0.041721 | 0.049211 | 0.028352 | 0.02893 | 0.043031 | 0.050586 | 0.02958 | 0.030112 | 0.044345 | 0.051976 | 0.030788 | 0.03129 | 0.04569 | 0.053417 | 0.031992 | 0.032527 | 0.047067 | 0.054874 | 0.033257 | 0.033455 | 0.048107 | 0.055979 | 0.034206 | 0.034416 | 0.049171 | 0.057104 | 0.035188 | 0.035373 | 0.050248 | 0.058251 | 0.036167 | 0.036347 | 0.051343 | 0.059415 | 0.037163 | 0.037291 | 0.052395 | 0.06053 | 0.038128 | 0.038247 | 0.053465 | 0.061666 | 0.039105 | 0.039203 | 0.054534 | 0.062801 | 0.040082
Gen ($/Annual kWh) | 0 | 19-RES-AllResidential-LIGHT | All | Gen:0:19-RES-AllResidential-LIGHT:All | Interior Lighting | 0.015841 | 0.019958 | 0.022228 | 0.016194 | 0.016946 | 0.021656 | 0.024242 | 0.017323 | 0.017774 | 0.023086 | 0.025994 | 0.018169 | 0.019227 | 0.025154 | 0.028393 | 0.019655 | 0.019968 | 0.026496 | 0.030054 | 0.020412 | 0.020747 | 0.027347 | 0.030948 | 0.021209 | 0.021527 | 0.028203 | 0.031849 | 0.022006 | 0.023271 | 0.030038 | 0.033744 | 0.023789 | 0.024124 | 0.030952 | 0.034697 | 0.02466 | 0.024982 | 0.031872 | 0.035656 | 0.025538 | 0.025998 | 0.032887 | 0.036677 | 0.026576 | 0.02663 | 0.03374 | 0.037649 | 0.027222 | 0.02793 | 0.034909 | 0.03876 | 0.028551 | 0.029224 | 0.036087 | 0.039888 | 0.029873 | 0.03049 | 0.037272 | 0.041039 | 0.031168 | 0.031737 | 0.038457 | 0.0422 | 0.032442 | 0.032979 | 0.039665 | 0.0434 | 0.033712 | 0.034284 | 0.040907 | 0.044618 | 0.035045 | 0.035262 | 0.041842 | 0.045538 | 0.036046 | 0.036275 | 0.042801 | 0.046477 | 0.037081 | 0.037285 | 0.04377 | 0.047432 | 0.038113 | 0.038312 | 0.044755 | 0.048403 | 0.039163 | 0.039307 | 0.045702 | 0.049333 | 0.04018 | 0.040315 | 0.046665 | 0.050279 | 0.041211 | 0.041323 | 0.047627 | 0.051225 | 0.042241
Gen ($/Annual kWh) | 0 | 19-RES-AllResidential-POOL_PMP | All | Gen:0:19-RES-AllResidential-POOL_PMP:All | Pool Pump | 0.016843 | 0.026787 | 0.031927 | 0.017176 | 0.018025 | 0.029227 | 0.035021 | 0.018381 | 0.018908 | 0.031344 | 0.03778 | 0.019281 | 0.020438 | 0.034184 | 0.041299 | 0.020842 | 0.021234 | 0.036203 | 0.043954 | 0.021653 | 0.022068 | 0.037275 | 0.045148 | 0.022503 | 0.022902 | 0.038356 | 0.046354 | 0.023354 | 0.024732 | 0.040547 | 0.048728 | 0.025221 | 0.025645 | 0.041693 | 0.049993 | 0.026151 | 0.026565 | 0.042845 | 0.051262 | 0.027089 | 0.027654 | 0.044077 | 0.052565 | 0.0282 | 0.028329 | 0.045235 | 0.053973 | 0.028888 | 0.029725 | 0.046585 | 0.055293 | 0.030311 | 0.031114 | 0.047953 | 0.056645 | 0.031727 | 0.032473 | 0.049347 | 0.058052 | 0.033113 | 0.033811 | 0.050753 | 0.059488 | 0.034477 | 0.035144 | 0.052203 | 0.060994 | 0.035837 | 0.036545 | 0.053675 | 0.062498 | 0.037265 | 0.037593 | 0.054794 | 0.063651 | 0.038333 | 0.038677 | 0.055937 | 0.06482 | 0.039439 | 0.039759 | 0.057098 | 0.06602 | 0.040542 | 0.040858 | 0.058278 | 0.067237 | 0.041663 | 0.041924 | 0.05941 | 0.068399 | 0.04275 | 0.043004 | 0.060561 | 0.069584 | 0.043851 | 0.044083 | 0.061712 | 0.070768 | 0.044951
Gen ($/Annual kWh) | 0 | 19-RES-AllResidential-REFG | All | Gen:0:19-RES-AllResidential-REFG:All | Refrigeration | 0.0149 | 0.022905 | 0.027179 | 0.015234 | 0.015939 | 0.024892 | 0.029667 | 0.016296 | 0.016717 | 0.026584 | 0.031841 | 0.017091 | 0.018085 | 0.028985 | 0.034788 | 0.01849 | 0.018781 | 0.030578 | 0.036854 | 0.019202 | 0.019514 | 0.031537 | 0.037935 | 0.019951 | 0.020247 | 0.032501 | 0.039025 | 0.020701 | 0.021889 | 0.034555 | 0.041304 | 0.02238 | 0.02269 | 0.035584 | 0.042455 | 0.023199 | 0.023497 | 0.036617 | 0.043612 | 0.024024 | 0.024452 | 0.037747 | 0.044839 | 0.025 | 0.025046 | 0.038731 | 0.046029 | 0.025608 | 0.026268 | 0.040013 | 0.04735 | 0.026857 | 0.027484 | 0.041306 | 0.048691 | 0.0281 | 0.028675 | 0.042611 | 0.050064 | 0.029317 | 0.029846 | 0.04392 | 0.051452 | 0.030515 | 0.031014 | 0.04526 | 0.052889 | 0.031709 | 0.03224 | 0.046632 | 0.054343 | 0.032962 | 0.03316 | 0.047667 | 0.055445 | 0.033903 | 0.034112 | 0.048727 | 0.056567 | 0.034876 | 0.035062 | 0.0498 | 0.057711 | 0.035847 | 0.036027 | 0.05089 | 0.058872 | 0.036834 | 0.036963 | 0.051938 | 0.059985 | 0.03779 | 0.03791 | 0.053003 | 0.061117 | 0.038759 | 0.038858 | 0.054067 | 0.062249 | 0.039728
Gen ($/Annual kWh) | 0 | 19-RES-AllResidential-SP_COOL | All | Gen:0:19-RES-AllResidential-SP_COOL:All | Space Cooling | 0.0021839 | 0.043815 | 0.065429 | 0.0022346 | 0.0023359 | 0.048082 | 0.071837 | 0.0023901 | 0.0024498 | 0.051896 | 0.077578 | 0.0025067 | 0.0026509 | 0.05674 | 0.084834 | 0.0027125 | 0.0027526 | 0.060414 | 0.090369 | 0.0028166 | 0.0028598 | 0.062041 | 0.092782 | 0.0029263 | 0.0029671 | 0.063685 | 0.095222 | 0.003036 | 0.0032088 | 0.06691 | 0.099988 | 0.0032834 | 0.0033259 | 0.068632 | 0.10254 | 0.0034032 | 0.0034439 | 0.07036 | 0.1051 | 0.0035239 | 0.0035835 | 0.072126 | 0.10771 | 0.0036668 | 0.0036705 | 0.07406 | 0.1106 | 0.0037557 | 0.003849 | 0.075835 | 0.1132 | 0.0039384 | 0.0040267 | 0.077655 | 0.11587 | 0.0041202 | 0.0042006 | 0.079553 | 0.11865 | 0.0042982 | 0.0043718 | 0.081493 | 0.12151 | 0.0044733 | 0.0045425 | 0.08353 | 0.12451 | 0.0046479 | 0.0047217 | 0.085561 | 0.12749 | 0.0048313 | 0.0048562 | 0.087121 | 0.12979 | 0.0049689 | 0.0049954 | 0.0887 | 0.13211 | 0.0051113 | 0.0051342 | 0.090323 | 0.1345 | 0.0052534 | 0.0052755 | 0.091969 | 0.13693 | 0.0053979 | 0.0054123 | 0.093541 | 0.13924 | 0.0055378 | 0.0055508 | 0.095143 | 0.1416 | 0.0056796 | 0.0056894 | 0.096745 | 0.14396 | 0.0058214
Gen ($/Annual kWh) | 0 | 19-RES-AllResidential-SP_HEAT | All | Gen:0:19-RES-AllResidential-SP_HEAT:All | Space Heating | 0.027197 | 0.0087964 | 0 | 0.027878 | 0.029082 | 0.0094063 | 0 | 0.029809 | 0.030496 | 0.0098639 | 0 | 0.031259 | 0.033018 | 0.010679 | 0 | 0.033845 | 0.034276 | 0.011086 | 0 | 0.035133 | 0.035605 | 0.011516 | 0 | 0.036496 | 0.036935 | 0.011947 | 0 | 0.037859 | 0.039973 | 0.012928 | 0 | 0.040973 | 0.041424 | 0.013398 | 0 | 0.042461 | 0.042885 | 0.013871 | 0 | 0.043959 | 0.044613 | 0.01443 | 0 | 0.04573 | 0.045693 | 0.014779 | 0 | 0.046836 | 0.0479 | 0.015494 | 0 | 0.049099 | 0.050098 | 0.016205 | 0 | 0.051351 | 0.052249 | 0.016902 | 0 | 0.053556 | 0.054367 | 0.017587 | 0 | 0.055727 | 0.056478 | 0.018271 | 0 | 0.05789 | 0.058695 | 0.018988 | 0 | 0.060163 | 0.060361 | 0.019528 | 0 | 0.061871 | 0.062086 | 0.020086 | 0 | 0.063639 | 0.063806 | 0.020642 | 0 | 0.065401 | 0.065556 | 0.021209 | 0 | 0.067195 | 0.067251 | 0.021757 | 0 | 0.068932 | 0.068968 | 0.022313 | 0 | 0.070692 | 0.070684 | 0.022869 | 0 | 0.072451
Gen ($/Annual kWh) | 0 | 19-RES-AllResidential-WAT_HEAT | All | Gen:0:19-RES-AllResidential-WAT_HEAT:All | Water Heating | 0.017642 | 0.020272 | 0.021751 | 0.018021 | 0.018875 | 0.022004 | 0.023749 | 0.01928 | 0.019797 | 0.023463 | 0.025495 | 0.020223 | 0.021411 | 0.025555 | 0.027846 | 0.021871 | 0.022239 | 0.026928 | 0.029508 | 0.022717 | 0.023108 | 0.02779 | 0.030371 | 0.023605 | 0.023978 | 0.028657 | 0.031241 | 0.024493 | 0.025913 | 0.030496 | 0.033042 | 0.02647 | 0.026864 | 0.031424 | 0.033962 | 0.027442 | 0.027822 | 0.032356 | 0.034887 | 0.02842 | 0.028957 | 0.033385 | 0.035866 | 0.029579 | 0.029661 | 0.034249 | 0.036818 | 0.030299 | 0.031113 | 0.035435 | 0.037872 | 0.031782 | 0.032558 | 0.036629 | 0.038943 | 0.033258 | 0.033973 | 0.037829 | 0.04004 | 0.034702 | 0.035365 | 0.03903 | 0.041149 | 0.036124 | 0.036752 | 0.040255 | 0.042297 | 0.037541 | 0.03821 | 0.041513 | 0.043459 | 0.03903 | 0.039302 | 0.042463 | 0.04434 | 0.040145 | 0.040432 | 0.043436 | 0.045237 | 0.0413 | 0.041559 | 0.044419 | 0.046152 | 0.042451 | 0.042705 | 0.045418 | 0.047081 | 0.043622 | 0.043816 | 0.04638 | 0.047971 | 0.044756 | 0.044941 | 0.047356 | 0.048876 | 0.045905 | 0.046066 | 0.048333 | 0.049782 | 0.047054
Gen ($/Annual kWh) | 0 | 20-RFF-Restaurant–FastFood-Cooling | All | Gen:0:20-RFF-Restaurant–FastFood-Cooling:All | Space Cooling | 0.0046942 | 0.038213 | 0.055553 | 0.0047918 | 0.0050228 | 0.041816 | 0.060856 | 0.0051271 | 0.0052686 | 0.044997 | 0.065561 | 0.005378 | 0.0056967 | 0.049166 | 0.071666 | 0.0058151 | 0.0059176 | 0.052211 | 0.076178 | 0.0060406 | 0.0061494 | 0.053683 | 0.07829 | 0.0062772 | 0.0063813 | 0.05517 | 0.080423 | 0.0065139 | 0.0068942 | 0.058173 | 0.084706 | 0.0070376 | 0.0071478 | 0.059738 | 0.086947 | 0.0072964 | 0.0074033 | 0.06131 | 0.089197 | 0.0075571 | 0.0077059 | 0.062951 | 0.091526 | 0.007866 | 0.0078936 | 0.064628 | 0.093973 | 0.0080576 | 0.008281 | 0.066346 | 0.096374 | 0.008453 | 0.0086666 | 0.068098 | 0.098826 | 0.0088465 | 0.009044 | 0.069905 | 0.10137 | 0.0092317 | 0.0094153 | 0.07174 | 0.10395 | 0.0096108 | 0.0097855 | 0.07365 | 0.10665 | 0.0099886 | 0.010174 | 0.075572 | 0.10936 | 0.010385 | 0.010466 | 0.077038 | 0.11143 | 0.010683 | 0.010767 | 0.078528 | 0.11353 | 0.01099 | 0.011067 | 0.08005 | 0.11568 | 0.011297 | 0.011373 | 0.081596 | 0.11786 | 0.011609 | 0.011669 | 0.083075 | 0.11995 | 0.011911 | 0.011969 | 0.08458 | 0.12208 | 0.012217 | 0.012269 | 0.086086 | 0.1242 | 0.012523
Gen ($/Annual kWh) | 0 | 20-RFF-Restaurant–FastFood-ExtLight | All | Gen:0:20-RFF-Restaurant–FastFood-ExtLight:All | Interior Lighting | 0.015313 | 0.017268 | 0.018523 | 0.015695 | 0.016375 | 0.018587 | 0.019991 | 0.016783 | 0.017171 | 0.019646 | 0.021198 | 0.017599 | 0.018591 | 0.021389 | 0.02313 | 0.019055 | 0.019299 | 0.022349 | 0.024231 | 0.01978 | 0.020048 | 0.02315 | 0.02507 | 0.020548 | 0.020796 | 0.023953 | 0.025912 | 0.021315 | 0.022506 | 0.025808 | 0.027869 | 0.023068 | 0.023323 | 0.026674 | 0.028772 | 0.023906 | 0.024147 | 0.027545 | 0.029681 | 0.024749 | 0.02512 | 0.028539 | 0.030701 | 0.025746 | 0.025727 | 0.029266 | 0.0315 | 0.026369 | 0.026971 | 0.030474 | 0.032709 | 0.027644 | 0.028208 | 0.031682 | 0.033923 | 0.028912 | 0.02942 | 0.032882 | 0.035135 | 0.030154 | 0.030613 | 0.034071 | 0.036341 | 0.031376 | 0.031802 | 0.03527 | 0.037565 | 0.032595 | 0.03305 | 0.036517 | 0.03883 | 0.033874 | 0.033989 | 0.037445 | 0.039769 | 0.034836 | 0.03496 | 0.038403 | 0.040735 | 0.035832 | 0.035929 | 0.039363 | 0.041707 | 0.036824 | 0.036914 | 0.04034 | 0.042695 | 0.037834 | 0.037869 | 0.041283 | 0.043648 | 0.038813 | 0.038835 | 0.042239 | 0.044614 | 0.039804 | 0.039802 | 0.043195 | 0.045581 | 0.040795
Gen ($/Annual kWh) | 0 | 20-RFF-Restaurant–FastFood-IntLight | All | Gen:0:20-RFF-Restaurant–FastFood-IntLight:All | Office Equipment | 0.015848 | 0.023024 | 0.026839 | 0.016189 | 0.016956 | 0.025053 | 0.029355 | 0.01732 | 0.017785 | 0.026792 | 0.031571 | 0.018166 | 0.019234 | 0.029208 | 0.034499 | 0.019647 | 0.019978 | 0.030853 | 0.036617 | 0.020407 | 0.020759 | 0.031803 | 0.037659 | 0.021205 | 0.02154 | 0.03276 | 0.03871 | 0.022003 | 0.023279 | 0.034759 | 0.040853 | 0.023779 | 0.024133 | 0.035778 | 0.04196 | 0.024652 | 0.024994 | 0.036801 | 0.043072 | 0.025531 | 0.026013 | 0.037914 | 0.044237 | 0.026572 | 0.026646 | 0.038904 | 0.045416 | 0.027218 | 0.02795 | 0.040153 | 0.046642 | 0.02855 | 0.029248 | 0.041416 | 0.047891 | 0.029876 | 0.030519 | 0.042694 | 0.049178 | 0.031174 | 0.03177 | 0.043978 | 0.050483 | 0.032451 | 0.033016 | 0.045294 | 0.051841 | 0.033725 | 0.034325 | 0.046638 | 0.053209 | 0.035062 | 0.035307 | 0.047656 | 0.054249 | 0.036064 | 0.036322 | 0.048697 | 0.055308 | 0.037101 | 0.037334 | 0.049752 | 0.056389 | 0.038135 | 0.038364 | 0.050823 | 0.057487 | 0.039187 | 0.039362 | 0.051853 | 0.058537 | 0.040206 | 0.040373 | 0.052899 | 0.059607 | 0.041238 | 0.041383 | 0.053946 | 0.060676 | 0.04227
Gen ($/Annual kWh) | 0 | 20-RFF-Restaurant–FastFood-OffEquip | All | Gen:0:20-RFF-Restaurant–FastFood-OffEquip:All | Exterior Lighting | 0.015562 | 0.023843 | 0.028207 | 0.015888 | 0.01665 | 0.025978 | 0.030892 | 0.017 | 0.017465 | 0.027819 | 0.03327 | 0.017831 | 0.018885 | 0.030334 | 0.036361 | 0.019282 | 0.019617 | 0.032082 | 0.038641 | 0.020029 | 0.020385 | 0.033052 | 0.039718 | 0.020813 | 0.021153 | 0.034028 | 0.040805 | 0.021597 | 0.022856 | 0.036043 | 0.042986 | 0.023336 | 0.023696 | 0.037081 | 0.044129 | 0.024193 | 0.024542 | 0.038124 | 0.045277 | 0.025057 | 0.025544 | 0.039249 | 0.046468 | 0.026081 | 0.026166 | 0.040277 | 0.047709 | 0.026716 | 0.02745 | 0.041526 | 0.048943 | 0.028026 | 0.028727 | 0.04279 | 0.050203 | 0.029329 | 0.029977 | 0.044074 | 0.051506 | 0.030606 | 0.031207 | 0.045365 | 0.052832 | 0.031861 | 0.032433 | 0.046693 | 0.054215 | 0.033113 | 0.033721 | 0.048045 | 0.055603 | 0.034428 | 0.034686 | 0.049072 | 0.056664 | 0.035413 | 0.035684 | 0.05012 | 0.057741 | 0.036432 | 0.03668 | 0.051184 | 0.058842 | 0.037448 | 0.037692 | 0.052265 | 0.059961 | 0.038482 | 0.038673 | 0.053302 | 0.06103 | 0.039484 | 0.039667 | 0.054357 | 0.06212 | 0.040498 | 0.040661 | 0.055413 | 0.063209 | 0.041513
Gen ($/Annual kWh) | 0 | 20-RFF-Restaurant–FastFood-Refrig | All | Gen:0:20-RFF-Restaurant–FastFood-Refrig:All | Refrigeration | 0.015922 | 0.022494 | 0.026041 | 0.016276 | 0.017032 | 0.024461 | 0.028463 | 0.017411 | 0.017864 | 0.026141 | 0.030592 | 0.018261 | 0.019325 | 0.028502 | 0.033432 | 0.019755 | 0.020069 | 0.030087 | 0.035462 | 0.020516 | 0.020853 | 0.031022 | 0.036481 | 0.021317 | 0.021636 | 0.031962 | 0.037508 | 0.022118 | 0.023389 | 0.033948 | 0.039628 | 0.02391 | 0.024246 | 0.03495 | 0.040711 | 0.024786 | 0.025109 | 0.035957 | 0.041799 | 0.025668 | 0.02613 | 0.037054 | 0.042943 | 0.026711 | 0.026765 | 0.03802 | 0.044086 | 0.02736 | 0.028071 | 0.039258 | 0.045298 | 0.028696 | 0.029371 | 0.040508 | 0.046531 | 0.030025 | 0.030644 | 0.041772 | 0.047798 | 0.031326 | 0.031897 | 0.04304 | 0.049083 | 0.032606 | 0.033145 | 0.04434 | 0.050418 | 0.033883 | 0.034457 | 0.045668 | 0.051764 | 0.035223 | 0.03544 | 0.046673 | 0.052787 | 0.036228 | 0.036458 | 0.0477 | 0.053827 | 0.037269 | 0.037473 | 0.048741 | 0.054889 | 0.038306 | 0.038505 | 0.049799 | 0.055967 | 0.039361 | 0.039505 | 0.050815 | 0.056999 | 0.040384 | 0.040518 | 0.051849 | 0.05805 | 0.041419 | 0.041531 | 0.052882 | 0.059101 | 0.042454
Gen ($/Annual kWh) | 0 | 20-RFF-Restaurant–FastFood-Vent/Fan | All | Gen:0:20-RFF-Restaurant–FastFood-Vent/Fan:All | Ventilation | 0.015861 | 0.022457 | 0.026002 | 0.016211 | 0.016968 | 0.024418 | 0.028416 | 0.017342 | 0.017797 | 0.026092 | 0.030536 | 0.018189 | 0.019251 | 0.028445 | 0.033367 | 0.019675 | 0.019993 | 0.030025 | 0.035388 | 0.020434 | 0.020774 | 0.030959 | 0.036408 | 0.021232 | 0.021555 | 0.031899 | 0.037436 | 0.02203 | 0.0233 | 0.033883 | 0.039556 | 0.023813 | 0.024153 | 0.034885 | 0.04064 | 0.024686 | 0.025013 | 0.035893 | 0.041729 | 0.025564 | 0.026031 | 0.036991 | 0.042875 | 0.026605 | 0.026664 | 0.037955 | 0.044016 | 0.027252 | 0.027967 | 0.039197 | 0.045234 | 0.028583 | 0.029263 | 0.04045 | 0.046473 | 0.029908 | 0.030532 | 0.041717 | 0.047745 | 0.031205 | 0.031781 | 0.042987 | 0.049035 | 0.032481 | 0.033026 | 0.044289 | 0.050373 | 0.033753 | 0.034334 | 0.04562 | 0.051725 | 0.035089 | 0.035314 | 0.046626 | 0.052751 | 0.036091 | 0.036329 | 0.047656 | 0.053795 | 0.037128 | 0.03734 | 0.048699 | 0.05486 | 0.038162 | 0.038369 | 0.049759 | 0.055942 | 0.039213 | 0.039366 | 0.050777 | 0.056978 | 0.040232 | 0.040376 | 0.051812 | 0.058033 | 0.041264 | 0.041386 | 0.052847 | 0.059087 | 0.042296
Gen ($/Annual kWh) | 0 | 21-RSD-Restaurant–SitDown-COOL | All | Gen:0:21-RSD-Restaurant–SitDown-COOL:All | Space Cooling | 0.012193 | 0.030748 | 0.040392 | 0.012438 | 0.013048 | 0.033645 | 0.044354 | 0.01331 | 0.013687 | 0.036197 | 0.047903 | 0.013962 | 0.014796 | 0.03952 | 0.052378 | 0.015093 | 0.015371 | 0.041968 | 0.055801 | 0.01568 | 0.015974 | 0.043154 | 0.057289 | 0.016295 | 0.016577 | 0.044351 | 0.058794 | 0.016911 | 0.017905 | 0.046732 | 0.061719 | 0.018265 | 0.018565 | 0.047995 | 0.063293 | 0.018938 | 0.01923 | 0.049263 | 0.064873 | 0.019616 | 0.020018 | 0.050591 | 0.066481 | 0.02042 | 0.020506 | 0.051933 | 0.068266 | 0.020918 | 0.021515 | 0.053334 | 0.069867 | 0.021947 | 0.022519 | 0.054761 | 0.07151 | 0.022971 | 0.023502 | 0.05623 | 0.073228 | 0.023974 | 0.024469 | 0.05772 | 0.074987 | 0.02496 | 0.025433 | 0.059269 | 0.076837 | 0.025943 | 0.026445 | 0.06083 | 0.078679 | 0.026976 | 0.027203 | 0.062023 | 0.080095 | 0.027749 | 0.027987 | 0.063235 | 0.081529 | 0.028549 | 0.028769 | 0.064474 | 0.083002 | 0.029346 | 0.029565 | 0.065732 | 0.084498 | 0.030158 | 0.030335 | 0.066935 | 0.085924 | 0.030944 | 0.031116 | 0.068161 | 0.087379 | 0.03174 | 0.031896 | 0.069386 | 0.088833 | 0.032536
Gen ($/Annual kWh) | 0 | 21-RSD-Restaurant–SitDown-LIT_INT | All | Gen:0:21-RSD-Restaurant–SitDown-LIT_INT:All | Interior Lighting | 0.015502 | 0.02325 | 0.02736 | 0.015836 | 0.016586 | 0.02531 | 0.029935 | 0.016942 | 0.017396 | 0.027078 | 0.032206 | 0.01777 | 0.018814 | 0.029525 | 0.035196 | 0.019219 | 0.019542 | 0.0312 | 0.037368 | 0.019962 | 0.020306 | 0.032155 | 0.038426 | 0.020743 | 0.02107 | 0.033116 | 0.039493 | 0.021523 | 0.022771 | 0.035121 | 0.041662 | 0.023261 | 0.023606 | 0.036143 | 0.042786 | 0.024114 | 0.024448 | 0.037172 | 0.043914 | 0.024974 | 0.025445 | 0.038285 | 0.045093 | 0.025992 | 0.026064 | 0.039286 | 0.046296 | 0.026625 | 0.02734 | 0.040533 | 0.047531 | 0.027928 | 0.02861 | 0.041793 | 0.048791 | 0.029225 | 0.029853 | 0.043069 | 0.050089 | 0.030494 | 0.031076 | 0.044352 | 0.051408 | 0.031743 | 0.032295 | 0.045669 | 0.05278 | 0.032989 | 0.033576 | 0.047013 | 0.054162 | 0.034297 | 0.034535 | 0.04803 | 0.055214 | 0.035277 | 0.035529 | 0.049071 | 0.056283 | 0.036291 | 0.036519 | 0.050126 | 0.057376 | 0.037303 | 0.037526 | 0.051198 | 0.058485 | 0.038332 | 0.038502 | 0.052228 | 0.059547 | 0.039329 | 0.039491 | 0.053274 | 0.060628 | 0.040338 | 0.040479 | 0.054321 | 0.061709 | 0.041348
Gen ($/Annual kWh) | 0 | 21-RSD-Restaurant–SitDown-OFF_EQ | All | Gen:0:21-RSD-Restaurant–SitDown-OFF_EQ:All | Office Equipment | 0.015288 | 0.023884 | 0.028421 | 0.015613 | 0.016357 | 0.02602 | 0.031117 | 0.016705 | 0.017157 | 0.02786 | 0.033503 | 0.017521 | 0.018554 | 0.030382 | 0.036616 | 0.018948 | 0.019272 | 0.032128 | 0.038902 | 0.019681 | 0.020026 | 0.033101 | 0.039991 | 0.020452 | 0.02078 | 0.03408 | 0.041089 | 0.021222 | 0.022455 | 0.036107 | 0.043305 | 0.022932 | 0.02328 | 0.037148 | 0.044461 | 0.023775 | 0.024111 | 0.038194 | 0.045621 | 0.024623 | 0.025094 | 0.039322 | 0.046828 | 0.025628 | 0.025705 | 0.040352 | 0.048078 | 0.026251 | 0.026965 | 0.041606 | 0.049332 | 0.027537 | 0.028218 | 0.042874 | 0.050612 | 0.028817 | 0.029445 | 0.044162 | 0.051934 | 0.03007 | 0.030652 | 0.045457 | 0.053279 | 0.031303 | 0.031856 | 0.046789 | 0.054681 | 0.032532 | 0.03312 | 0.048146 | 0.056089 | 0.033823 | 0.034067 | 0.049175 | 0.057164 | 0.03479 | 0.035047 | 0.050227 | 0.058256 | 0.035791 | 0.036024 | 0.051293 | 0.059372 | 0.036789 | 0.037019 | 0.052377 | 0.060506 | 0.037804 | 0.037982 | 0.053418 | 0.06159 | 0.038788 | 0.038957 | 0.054476 | 0.062694 | 0.039784 | 0.039933 | 0.055534 | 0.063798 | 0.04078
Gen ($/Annual kWh) | 0 | 21-RSD-Restaurant–SitDown-LIT_EXT | All | Gen:0:21-RSD-Restaurant–SitDown-LIT_EXT:All | Exterior Lighting | 0.016416 | 0.018905 | 0.020405 | 0.016806 | 0.017557 | 0.020417 | 0.022123 | 0.017974 | 0.018412 | 0.021656 | 0.023572 | 0.018849 | 0.019927 | 0.023583 | 0.025731 | 0.0204 | 0.02069 | 0.024724 | 0.027079 | 0.021181 | 0.021495 | 0.025572 | 0.027958 | 0.022005 | 0.0223 | 0.026423 | 0.028843 | 0.022829 | 0.024122 | 0.02833 | 0.030816 | 0.024695 | 0.025001 | 0.029244 | 0.03176 | 0.025595 | 0.025886 | 0.030165 | 0.032708 | 0.026501 | 0.026934 | 0.031201 | 0.033752 | 0.027573 | 0.027587 | 0.032002 | 0.034637 | 0.028242 | 0.028926 | 0.033237 | 0.035836 | 0.029613 | 0.030259 | 0.034477 | 0.037043 | 0.030977 | 0.031564 | 0.035712 | 0.038258 | 0.032313 | 0.032848 | 0.036941 | 0.039475 | 0.033628 | 0.034128 | 0.038186 | 0.040716 | 0.034938 | 0.035473 | 0.039474 | 0.041992 | 0.036315 | 0.036482 | 0.040438 | 0.042945 | 0.037348 | 0.037527 | 0.04143 | 0.043923 | 0.038418 | 0.038569 | 0.042428 | 0.04491 | 0.039484 | 0.039629 | 0.043442 | 0.045914 | 0.040569 | 0.040656 | 0.04442 | 0.04688 | 0.04162 | 0.041696 | 0.045412 | 0.047861 | 0.042685 | 0.042736 | 0.046405 | 0.048842 | 0.04375
Gen ($/Annual kWh) | 0 | 21-RSD-Restaurant–SitDown-PROC_OTH | All | Gen:0:21-RSD-Restaurant–SitDown-PROC_OTH:All | Process | 0.015944 | 0.023104 | 0.026824 | 0.016275 | 0.01706 | 0.025115 | 0.029301 | 0.017414 | 0.017895 | 0.026828 | 0.031471 | 0.018266 | 0.019349 | 0.029244 | 0.034386 | 0.019751 | 0.020099 | 0.030859 | 0.036452 | 0.020516 | 0.020887 | 0.031825 | 0.03751 | 0.02132 | 0.021674 | 0.032797 | 0.038577 | 0.022124 | 0.023416 | 0.034849 | 0.040789 | 0.023902 | 0.024278 | 0.035885 | 0.041915 | 0.024782 | 0.025145 | 0.036927 | 0.043046 | 0.025667 | 0.026173 | 0.038065 | 0.04424 | 0.026716 | 0.026811 | 0.039057 | 0.045416 | 0.027367 | 0.028127 | 0.040347 | 0.046691 | 0.02871 | 0.029436 | 0.04165 | 0.047988 | 0.030047 | 0.030718 | 0.042965 | 0.049318 | 0.031355 | 0.03198 | 0.044283 | 0.050665 | 0.032643 | 0.033237 | 0.045633 | 0.052061 | 0.033926 | 0.034558 | 0.047014 | 0.053472 | 0.035274 | 0.035547 | 0.048057 | 0.054542 | 0.036284 | 0.036571 | 0.049125 | 0.055632 | 0.037329 | 0.037591 | 0.050206 | 0.056743 | 0.03837 | 0.03863 | 0.051304 | 0.057872 | 0.03943 | 0.039636 | 0.05236 | 0.058953 | 0.040457 | 0.040654 | 0.053433 | 0.060053 | 0.041496 | 0.041673 | 0.054506 | 0.061153 | 0.042536
Gen ($/Annual kWh) | 0 | 21-RSD-Restaurant–SitDown-REFG | All | Gen:0:21-RSD-Restaurant–SitDown-REFG:All | Refrigeration | 0.015738 | 0.022274 | 0.025789 | 0.016088 | 0.016835 | 0.024202 | 0.028158 | 0.01721 | 0.017657 | 0.025841 | 0.030229 | 0.01805 | 0.019101 | 0.02817 | 0.033028 | 0.019526 | 0.019837 | 0.029713 | 0.034997 | 0.020278 | 0.020612 | 0.030647 | 0.03602 | 0.02107 | 0.021386 | 0.031587 | 0.037051 | 0.021862 | 0.023119 | 0.033587 | 0.039201 | 0.023633 | 0.023966 | 0.03459 | 0.04029 | 0.024499 | 0.024818 | 0.035598 | 0.041385 | 0.02537 | 0.025828 | 0.036701 | 0.042543 | 0.026402 | 0.026455 | 0.037656 | 0.043673 | 0.027044 | 0.027747 | 0.038911 | 0.044916 | 0.028364 | 0.029032 | 0.040177 | 0.04618 | 0.029677 | 0.03029 | 0.041453 | 0.047474 | 0.030964 | 0.031529 | 0.042733 | 0.048784 | 0.032229 | 0.032763 | 0.044042 | 0.050139 | 0.033491 | 0.034059 | 0.045383 | 0.051511 | 0.034816 | 0.035031 | 0.046395 | 0.052551 | 0.035809 | 0.036038 | 0.047432 | 0.05361 | 0.036838 | 0.037041 | 0.04848 | 0.054689 | 0.037863 | 0.038061 | 0.049546 | 0.055785 | 0.038906 | 0.03905 | 0.050571 | 0.056835 | 0.039917 | 0.040051 | 0.051612 | 0.057903 | 0.04094 | 0.041052 | 0.052653 | 0.058972 | 0.041964
Gen ($/Annual kWh) | 0 | 21-RSD-Restaurant–SitDown-VENT | All | Gen:0:21-RSD-Restaurant–SitDown-VENT:All | Ventilation | 0.015333 | 0.024603 | 0.029469 | 0.015651 | 0.016406 | 0.026835 | 0.032309 | 0.016747 | 0.017209 | 0.02877 | 0.034837 | 0.017566 | 0.018607 | 0.03138 | 0.038081 | 0.018994 | 0.019329 | 0.033223 | 0.040511 | 0.01973 | 0.020086 | 0.03421 | 0.04162 | 0.020503 | 0.020843 | 0.035205 | 0.04274 | 0.021276 | 0.022519 | 0.037237 | 0.04496 | 0.022986 | 0.023347 | 0.038293 | 0.046135 | 0.023832 | 0.024182 | 0.039353 | 0.047314 | 0.024684 | 0.02517 | 0.04049 | 0.048529 | 0.025692 | 0.025783 | 0.041553 | 0.049828 | 0.026318 | 0.027049 | 0.0428 | 0.051067 | 0.02761 | 0.028308 | 0.044064 | 0.052335 | 0.028895 | 0.029541 | 0.045351 | 0.053652 | 0.030154 | 0.030754 | 0.046649 | 0.054995 | 0.031392 | 0.031963 | 0.047987 | 0.0564 | 0.032626 | 0.033233 | 0.049345 | 0.057807 | 0.033922 | 0.034184 | 0.050378 | 0.058884 | 0.034893 | 0.035169 | 0.051433 | 0.059976 | 0.035898 | 0.03615 | 0.052504 | 0.061095 | 0.0369 | 0.037149 | 0.053592 | 0.062232 | 0.037919 | 0.038116 | 0.054637 | 0.063317 | 0.038906 | 0.039096 | 0.055699 | 0.064423 | 0.039906 | 0.040075 | 0.056761 | 0.065529 | 0.040906
Gen ($/Annual kWh) | 0 | 22-RT3-Retail–3StoryLarge-COOL | All | Gen:0:22-RT3-Retail–3StoryLarge-COOL:All | Space Cooling | 0.011975 | 0.032691 | 0.043442 | 0.012206 | 0.012816 | 0.035817 | 0.047757 | 0.013064 | 0.013444 | 0.038584 | 0.051639 | 0.013704 | 0.01453 | 0.042134 | 0.056468 | 0.014811 | 0.015097 | 0.044796 | 0.060223 | 0.015389 | 0.01569 | 0.046038 | 0.061799 | 0.015994 | 0.016283 | 0.047292 | 0.063394 | 0.016599 | 0.017582 | 0.049746 | 0.066443 | 0.017923 | 0.018232 | 0.051066 | 0.068108 | 0.018585 | 0.018886 | 0.052391 | 0.069779 | 0.019252 | 0.019662 | 0.053768 | 0.071464 | 0.020042 | 0.020142 | 0.055197 | 0.073387 | 0.020532 | 0.021136 | 0.056626 | 0.075037 | 0.021545 | 0.022124 | 0.058085 | 0.076734 | 0.022552 | 0.023092 | 0.059593 | 0.078517 | 0.023539 | 0.024045 | 0.061127 | 0.080348 | 0.02451 | 0.024994 | 0.062727 | 0.08228 | 0.025477 | 0.025991 | 0.064332 | 0.084197 | 0.026494 | 0.026737 | 0.065563 | 0.085676 | 0.027254 | 0.027509 | 0.066813 | 0.087171 | 0.028041 | 0.028278 | 0.068092 | 0.088711 | 0.028825 | 0.029061 | 0.069391 | 0.090273 | 0.029623 | 0.029819 | 0.070632 | 0.091762 | 0.030396 | 0.030588 | 0.071897 | 0.09328 | 0.031179 | 0.031356 | 0.073161 | 0.094799 | 0.031962
Gen ($/Annual kWh) | 0 | 22-RT3-Retail–3StoryLarge-LIT_INT | All | Gen:0:22-RT3-Retail–3StoryLarge-LIT_INT:All | Interior Lighting | 0.015704 | 0.024313 | 0.02883 | 0.016028 | 0.016803 | 0.026509 | 0.031599 | 0.01715 | 0.017625 | 0.028407 | 0.034061 | 0.017989 | 0.019057 | 0.030979 | 0.03723 | 0.019451 | 0.019796 | 0.032786 | 0.039595 | 0.020205 | 0.020572 | 0.033767 | 0.040684 | 0.020997 | 0.021348 | 0.034755 | 0.041783 | 0.021789 | 0.023063 | 0.036778 | 0.043969 | 0.023539 | 0.023911 | 0.037827 | 0.045124 | 0.024406 | 0.024766 | 0.038882 | 0.046283 | 0.025278 | 0.025779 | 0.040015 | 0.047479 | 0.026311 | 0.026407 | 0.041064 | 0.048749 | 0.026953 | 0.027704 | 0.042314 | 0.049975 | 0.028276 | 0.028994 | 0.043579 | 0.051228 | 0.029593 | 0.030257 | 0.044866 | 0.052528 | 0.030882 | 0.0315 | 0.046162 | 0.053853 | 0.03215 | 0.032739 | 0.047497 | 0.055239 | 0.033414 | 0.03404 | 0.048855 | 0.056627 | 0.034743 | 0.035015 | 0.049886 | 0.057689 | 0.035737 | 0.036023 | 0.050939 | 0.058766 | 0.036766 | 0.037029 | 0.052009 | 0.05987 | 0.037792 | 0.038052 | 0.053095 | 0.06099 | 0.038836 | 0.039043 | 0.054138 | 0.062061 | 0.039848 | 0.040046 | 0.055198 | 0.063152 | 0.040872 | 0.04105 | 0.056258 | 0.064242 | 0.041896
Gen ($/Annual kWh) | 0 | 22-RT3-Retail–3StoryLarge-OFF_EQ | All | Gen:0:22-RT3-Retail–3StoryLarge-OFF_EQ:All | Office Equipment | 0.015833 | 0.023728 | 0.027892 | 0.016166 | 0.016941 | 0.025851 | 0.030549 | 0.017297 | 0.017769 | 0.027681 | 0.032904 | 0.018143 | 0.019215 | 0.030184 | 0.035963 | 0.019619 | 0.019959 | 0.031921 | 0.038221 | 0.020379 | 0.020741 | 0.032887 | 0.039284 | 0.021177 | 0.021522 | 0.033859 | 0.040358 | 0.021975 | 0.023255 | 0.035867 | 0.042513 | 0.023744 | 0.024109 | 0.0369 | 0.043642 | 0.024616 | 0.024971 | 0.037939 | 0.044775 | 0.025496 | 0.02599 | 0.03906 | 0.04595 | 0.026537 | 0.026623 | 0.040082 | 0.047178 | 0.027183 | 0.027929 | 0.041327 | 0.048394 | 0.028515 | 0.029228 | 0.042587 | 0.049635 | 0.029842 | 0.0305 | 0.043865 | 0.05092 | 0.03114 | 0.031751 | 0.045152 | 0.052227 | 0.032418 | 0.032998 | 0.046474 | 0.053592 | 0.033691 | 0.034309 | 0.047822 | 0.054961 | 0.035029 | 0.03529 | 0.048844 | 0.056007 | 0.036031 | 0.036306 | 0.049888 | 0.057069 | 0.037068 | 0.037319 | 0.050948 | 0.058155 | 0.038102 | 0.038349 | 0.052025 | 0.059258 | 0.039154 | 0.039347 | 0.053058 | 0.060313 | 0.040173 | 0.040358 | 0.054109 | 0.061387 | 0.041205 | 0.041369 | 0.05516 | 0.062462 | 0.042237
Gen ($/Annual kWh) | 0 | 22-RT3-Retail–3StoryLarge-LIT_EXT | All | Gen:0:22-RT3-Retail–3StoryLarge-LIT_EXT:All | Exterior Lighting | 0.016421 | 0.018849 | 0.020317 | 0.016812 | 0.017563 | 0.020353 | 0.022024 | 0.01798 | 0.018418 | 0.021585 | 0.023462 | 0.018856 | 0.019934 | 0.023505 | 0.02561 | 0.020408 | 0.020697 | 0.024639 | 0.026946 | 0.021189 | 0.021502 | 0.025486 | 0.027824 | 0.022013 | 0.022307 | 0.026335 | 0.028706 | 0.022838 | 0.02413 | 0.028241 | 0.030678 | 0.024704 | 0.025009 | 0.029155 | 0.03162 | 0.025604 | 0.025895 | 0.030074 | 0.032567 | 0.026511 | 0.026943 | 0.03111 | 0.03361 | 0.027583 | 0.027596 | 0.031908 | 0.034491 | 0.028252 | 0.028935 | 0.033144 | 0.03569 | 0.029623 | 0.030269 | 0.034383 | 0.036897 | 0.030988 | 0.031574 | 0.035619 | 0.038113 | 0.032324 | 0.032859 | 0.036848 | 0.039329 | 0.033639 | 0.034139 | 0.038092 | 0.04057 | 0.03495 | 0.035484 | 0.03938 | 0.041845 | 0.036327 | 0.036494 | 0.040344 | 0.042798 | 0.037361 | 0.037539 | 0.041335 | 0.043775 | 0.038431 | 0.038582 | 0.042333 | 0.044762 | 0.039497 | 0.039642 | 0.043346 | 0.045765 | 0.040583 | 0.040669 | 0.044324 | 0.04673 | 0.041634 | 0.041709 | 0.045316 | 0.04771 | 0.042699 | 0.042749 | 0.046308 | 0.048691 | 0.043764
Gen ($/Annual kWh) | 0 | 22-RT3-Retail–3StoryLarge-REFG | All | Gen:0:22-RT3-Retail–3StoryLarge-REFG:All | Refrigeration | 0.015723 | 0.022267 | 0.025788 | 0.016073 | 0.016819 | 0.024193 | 0.028155 | 0.017194 | 0.017641 | 0.025831 | 0.030223 | 0.018033 | 0.019083 | 0.028159 | 0.033022 | 0.019508 | 0.019818 | 0.0297 | 0.034989 | 0.02026 | 0.020592 | 0.030635 | 0.036012 | 0.021051 | 0.021366 | 0.031575 | 0.037044 | 0.021842 | 0.023098 | 0.033576 | 0.039197 | 0.023612 | 0.023943 | 0.034579 | 0.040287 | 0.024477 | 0.024795 | 0.035587 | 0.041383 | 0.025347 | 0.025803 | 0.036691 | 0.042542 | 0.026378 | 0.02643 | 0.037646 | 0.043672 | 0.027019 | 0.027721 | 0.038901 | 0.044918 | 0.028338 | 0.029004 | 0.040168 | 0.046183 | 0.02965 | 0.030262 | 0.041445 | 0.04748 | 0.030935 | 0.031498 | 0.042726 | 0.048791 | 0.032199 | 0.032731 | 0.044036 | 0.050149 | 0.03346 | 0.034026 | 0.045377 | 0.051523 | 0.034783 | 0.034998 | 0.04639 | 0.052563 | 0.035776 | 0.036003 | 0.047427 | 0.053624 | 0.036803 | 0.037005 | 0.048476 | 0.054704 | 0.037828 | 0.038024 | 0.049542 | 0.055802 | 0.03887 | 0.039012 | 0.050567 | 0.056853 | 0.039879 | 0.040012 | 0.051609 | 0.057923 | 0.040902 | 0.041012 | 0.05265 | 0.058993 | 0.041924
Gen ($/Annual kWh) | 0 | 22-RT3-Retail–3StoryLarge-VENT | All | Gen:0:22-RT3-Retail–3StoryLarge-VENT:All | Ventilation | 0.015358 | 0.025575 | 0.030899 | 0.015667 | 0.016434 | 0.027922 | 0.033909 | 0.016765 | 0.017239 | 0.029965 | 0.036599 | 0.017586 | 0.018636 | 0.032686 | 0.040011 | 0.019011 | 0.019361 | 0.034638 | 0.042603 | 0.019751 | 0.020121 | 0.035653 | 0.04375 | 0.020525 | 0.02088 | 0.036676 | 0.04491 | 0.0213 | 0.022553 | 0.038741 | 0.047178 | 0.023007 | 0.023384 | 0.039826 | 0.048394 | 0.023855 | 0.024221 | 0.040915 | 0.049613 | 0.024709 | 0.025214 | 0.042076 | 0.050861 | 0.025721 | 0.025829 | 0.043183 | 0.052225 | 0.026348 | 0.027099 | 0.044445 | 0.05348 | 0.027644 | 0.028364 | 0.045726 | 0.054767 | 0.028934 | 0.029602 | 0.047033 | 0.056108 | 0.030197 | 0.03082 | 0.048353 | 0.05748 | 0.031439 | 0.032034 | 0.049716 | 0.058919 | 0.032677 | 0.033309 | 0.051098 | 0.060355 | 0.033978 | 0.034263 | 0.052151 | 0.061458 | 0.034952 | 0.035251 | 0.053224 | 0.062574 | 0.035959 | 0.036236 | 0.054316 | 0.063721 | 0.036964 | 0.037238 | 0.055425 | 0.064885 | 0.037986 | 0.038209 | 0.056489 | 0.065996 | 0.038976 | 0.039192 | 0.057571 | 0.067128 | 0.039979 | 0.040175 | 0.058653 | 0.068261 | 0.040981
Gen ($/Annual kWh) | 0 | 23-RTL-Retail–SingleStorylarge-COOL | All | Gen:0:23-RTL-Retail–SingleStorylarge-COOL:All | Space Cooling | 0.011975 | 0.032691 | 0.043442 | 0.012206 | 0.012816 | 0.035817 | 0.047757 | 0.013064 | 0.013444 | 0.038584 | 0.051639 | 0.013704 | 0.01453 | 0.042134 | 0.056468 | 0.014811 | 0.015097 | 0.044796 | 0.060223 | 0.015389 | 0.01569 | 0.046038 | 0.061799 | 0.015994 | 0.016283 | 0.047292 | 0.063394 | 0.016599 | 0.017582 | 0.049746 | 0.066443 | 0.017923 | 0.018232 | 0.051066 | 0.068108 | 0.018585 | 0.018886 | 0.052391 | 0.069779 | 0.019252 | 0.019662 | 0.053768 | 0.071464 | 0.020042 | 0.020142 | 0.055197 | 0.073387 | 0.020532 | 0.021136 | 0.056626 | 0.075037 | 0.021545 | 0.022124 | 0.058085 | 0.076734 | 0.022552 | 0.023092 | 0.059593 | 0.078517 | 0.023539 | 0.024045 | 0.061127 | 0.080348 | 0.02451 | 0.024994 | 0.062727 | 0.08228 | 0.025477 | 0.025991 | 0.064332 | 0.084197 | 0.026494 | 0.026737 | 0.065563 | 0.085676 | 0.027254 | 0.027509 | 0.066813 | 0.087171 | 0.028041 | 0.028278 | 0.068092 | 0.088711 | 0.028825 | 0.029061 | 0.069391 | 0.090273 | 0.029623 | 0.029819 | 0.070632 | 0.091762 | 0.030396 | 0.030588 | 0.071897 | 0.09328 | 0.031179 | 0.031356 | 0.073161 | 0.094799 | 0.031962
Gen ($/Annual kWh) | 0 | 23-RTL-Retail–SingleStorylarge-LIT_INT | All | Gen:0:23-RTL-Retail–SingleStorylarge-LIT_INT:All | Interior Lighting | 0.015704 | 0.024313 | 0.02883 | 0.016028 | 0.016803 | 0.026509 | 0.031599 | 0.01715 | 0.017625 | 0.028407 | 0.034061 | 0.017989 | 0.019057 | 0.030979 | 0.03723 | 0.019451 | 0.019796 | 0.032786 | 0.039595 | 0.020205 | 0.020572 | 0.033767 | 0.040684 | 0.020997 | 0.021348 | 0.034755 | 0.041783 | 0.021789 | 0.023063 | 0.036778 | 0.043969 | 0.023539 | 0.023911 | 0.037827 | 0.045124 | 0.024406 | 0.024766 | 0.038882 | 0.046283 | 0.025278 | 0.025779 | 0.040015 | 0.047479 | 0.026311 | 0.026407 | 0.041064 | 0.048749 | 0.026953 | 0.027704 | 0.042314 | 0.049975 | 0.028276 | 0.028994 | 0.043579 | 0.051228 | 0.029593 | 0.030257 | 0.044866 | 0.052528 | 0.030882 | 0.0315 | 0.046162 | 0.053853 | 0.03215 | 0.032739 | 0.047497 | 0.055239 | 0.033414 | 0.03404 | 0.048855 | 0.056627 | 0.034743 | 0.035015 | 0.049886 | 0.057689 | 0.035737 | 0.036023 | 0.050939 | 0.058766 | 0.036766 | 0.037029 | 0.052009 | 0.05987 | 0.037792 | 0.038052 | 0.053095 | 0.06099 | 0.038836 | 0.039043 | 0.054138 | 0.062061 | 0.039848 | 0.040046 | 0.055198 | 0.063152 | 0.040872 | 0.04105 | 0.056258 | 0.064242 | 0.041896
Gen ($/Annual kWh) | 0 | 23-RTL-Retail–SingleStorylarge-OFF_EQ | All | Gen:0:23-RTL-Retail–SingleStorylarge-OFF_EQ:All | Office Equipment | 0.015833 | 0.023728 | 0.027892 | 0.016166 | 0.016941 | 0.025851 | 0.030549 | 0.017297 | 0.017769 | 0.027681 | 0.032904 | 0.018143 | 0.019215 | 0.030184 | 0.035963 | 0.019619 | 0.019959 | 0.031921 | 0.038221 | 0.020379 | 0.020741 | 0.032887 | 0.039284 | 0.021177 | 0.021522 | 0.033859 | 0.040358 | 0.021975 | 0.023255 | 0.035867 | 0.042513 | 0.023744 | 0.024109 | 0.0369 | 0.043642 | 0.024616 | 0.024971 | 0.037939 | 0.044775 | 0.025496 | 0.02599 | 0.03906 | 0.04595 | 0.026537 | 0.026623 | 0.040082 | 0.047178 | 0.027183 | 0.027929 | 0.041327 | 0.048394 | 0.028515 | 0.029228 | 0.042587 | 0.049635 | 0.029842 | 0.0305 | 0.043865 | 0.05092 | 0.03114 | 0.031751 | 0.045152 | 0.052227 | 0.032418 | 0.032998 | 0.046474 | 0.053592 | 0.033691 | 0.034309 | 0.047822 | 0.054961 | 0.035029 | 0.03529 | 0.048844 | 0.056007 | 0.036031 | 0.036306 | 0.049888 | 0.057069 | 0.037068 | 0.037319 | 0.050948 | 0.058155 | 0.038102 | 0.038349 | 0.052025 | 0.059258 | 0.039154 | 0.039347 | 0.053058 | 0.060313 | 0.040173 | 0.040358 | 0.054109 | 0.061387 | 0.041205 | 0.041369 | 0.05516 | 0.062462 | 0.042237
Gen ($/Annual kWh) | 0 | 23-RTL-Retail–SingleStorylarge-LIT_EXT | All | Gen:0:23-RTL-Retail–SingleStorylarge-LIT_EXT:All | Exterior Lighting | 0.016421 | 0.018849 | 0.020317 | 0.016812 | 0.017563 | 0.020353 | 0.022024 | 0.01798 | 0.018418 | 0.021585 | 0.023462 | 0.018856 | 0.019934 | 0.023505 | 0.02561 | 0.020408 | 0.020697 | 0.024639 | 0.026946 | 0.021189 | 0.021502 | 0.025486 | 0.027824 | 0.022013 | 0.022307 | 0.026335 | 0.028706 | 0.022838 | 0.02413 | 0.028241 | 0.030678 | 0.024704 | 0.025009 | 0.029155 | 0.03162 | 0.025604 | 0.025895 | 0.030074 | 0.032567 | 0.026511 | 0.026943 | 0.03111 | 0.03361 | 0.027583 | 0.027596 | 0.031908 | 0.034491 | 0.028252 | 0.028935 | 0.033144 | 0.03569 | 0.029623 | 0.030269 | 0.034383 | 0.036897 | 0.030988 | 0.031574 | 0.035619 | 0.038113 | 0.032324 | 0.032859 | 0.036848 | 0.039329 | 0.033639 | 0.034139 | 0.038092 | 0.04057 | 0.03495 | 0.035484 | 0.03938 | 0.041845 | 0.036327 | 0.036494 | 0.040344 | 0.042798 | 0.037361 | 0.037539 | 0.041335 | 0.043775 | 0.038431 | 0.038582 | 0.042333 | 0.044762 | 0.039497 | 0.039642 | 0.043346 | 0.045765 | 0.040583 | 0.040669 | 0.044324 | 0.04673 | 0.041634 | 0.041709 | 0.045316 | 0.04771 | 0.042699 | 0.042749 | 0.046308 | 0.048691 | 0.043764
Gen ($/Annual kWh) | 0 | 23-RTL-Retail–SingleStorylarge-REFG | All | Gen:0:23-RTL-Retail–SingleStorylarge-REFG:All | Refrigeration | 0.015723 | 0.022267 | 0.025788 | 0.016073 | 0.016819 | 0.024193 | 0.028155 | 0.017194 | 0.017641 | 0.025831 | 0.030223 | 0.018033 | 0.019083 | 0.028159 | 0.033022 | 0.019508 | 0.019818 | 0.0297 | 0.034989 | 0.02026 | 0.020592 | 0.030635 | 0.036012 | 0.021051 | 0.021366 | 0.031575 | 0.037044 | 0.021842 | 0.023098 | 0.033576 | 0.039197 | 0.023612 | 0.023943 | 0.034579 | 0.040287 | 0.024477 | 0.024795 | 0.035587 | 0.041383 | 0.025347 | 0.025803 | 0.036691 | 0.042542 | 0.026378 | 0.02643 | 0.037646 | 0.043672 | 0.027019 | 0.027721 | 0.038901 | 0.044918 | 0.028338 | 0.029004 | 0.040168 | 0.046183 | 0.02965 | 0.030262 | 0.041445 | 0.04748 | 0.030935 | 0.031498 | 0.042726 | 0.048791 | 0.032199 | 0.032731 | 0.044036 | 0.050149 | 0.03346 | 0.034026 | 0.045377 | 0.051523 | 0.034783 | 0.034998 | 0.04639 | 0.052563 | 0.035776 | 0.036003 | 0.047427 | 0.053624 | 0.036803 | 0.037005 | 0.048476 | 0.054704 | 0.037828 | 0.038024 | 0.049542 | 0.055802 | 0.03887 | 0.039012 | 0.050567 | 0.056853 | 0.039879 | 0.040012 | 0.051609 | 0.057923 | 0.040902 | 0.041012 | 0.05265 | 0.058993 | 0.041924
Gen ($/Annual kWh) | 0 | 23-RTL-Retail–SingleStorylarge-VENT | All | Gen:0:23-RTL-Retail–SingleStorylarge-VENT:All | Ventilation | 0.015358 | 0.025575 | 0.030899 | 0.015667 | 0.016434 | 0.027922 | 0.033909 | 0.016765 | 0.017239 | 0.029965 | 0.036599 | 0.017586 | 0.018636 | 0.032686 | 0.040011 | 0.019011 | 0.019361 | 0.034638 | 0.042603 | 0.019751 | 0.020121 | 0.035653 | 0.04375 | 0.020525 | 0.02088 | 0.036676 | 0.04491 | 0.0213 | 0.022553 | 0.038741 | 0.047178 | 0.023007 | 0.023384 | 0.039826 | 0.048394 | 0.023855 | 0.024221 | 0.040915 | 0.049613 | 0.024709 | 0.025214 | 0.042076 | 0.050861 | 0.025721 | 0.025829 | 0.043183 | 0.052225 | 0.026348 | 0.027099 | 0.044445 | 0.05348 | 0.027644 | 0.028364 | 0.045726 | 0.054767 | 0.028934 | 0.029602 | 0.047033 | 0.056108 | 0.030197 | 0.03082 | 0.048353 | 0.05748 | 0.031439 | 0.032034 | 0.049716 | 0.058919 | 0.032677 | 0.033309 | 0.051098 | 0.060355 | 0.033978 | 0.034263 | 0.052151 | 0.061458 | 0.034952 | 0.035251 | 0.053224 | 0.062574 | 0.035959 | 0.036236 | 0.054316 | 0.063721 | 0.036964 | 0.037238 | 0.055425 | 0.064885 | 0.037986 | 0.038209 | 0.056489 | 0.065996 | 0.038976 | 0.039192 | 0.057571 | 0.067128 | 0.039979 | 0.040175 | 0.058653 | 0.068261 | 0.040981
Gen ($/Annual kWh) | 0 | 24-RTS-Retail–Small-COOL | All | Gen:0:24-RTS-Retail–Small-COOL:All | Space Cooling | 0.011975 | 0.032691 | 0.043442 | 0.012206 | 0.012816 | 0.035817 | 0.047757 | 0.013064 | 0.013444 | 0.038584 | 0.051639 | 0.013704 | 0.01453 | 0.042134 | 0.056468 | 0.014811 | 0.015097 | 0.044796 | 0.060223 | 0.015389 | 0.01569 | 0.046038 | 0.061799 | 0.015994 | 0.016283 | 0.047292 | 0.063394 | 0.016599 | 0.017582 | 0.049746 | 0.066443 | 0.017923 | 0.018232 | 0.051066 | 0.068108 | 0.018585 | 0.018886 | 0.052391 | 0.069779 | 0.019252 | 0.019662 | 0.053768 | 0.071464 | 0.020042 | 0.020142 | 0.055197 | 0.073387 | 0.020532 | 0.021136 | 0.056626 | 0.075037 | 0.021545 | 0.022124 | 0.058085 | 0.076734 | 0.022552 | 0.023092 | 0.059593 | 0.078517 | 0.023539 | 0.024045 | 0.061127 | 0.080348 | 0.02451 | 0.024994 | 0.062727 | 0.08228 | 0.025477 | 0.025991 | 0.064332 | 0.084197 | 0.026494 | 0.026737 | 0.065563 | 0.085676 | 0.027254 | 0.027509 | 0.066813 | 0.087171 | 0.028041 | 0.028278 | 0.068092 | 0.088711 | 0.028825 | 0.029061 | 0.069391 | 0.090273 | 0.029623 | 0.029819 | 0.070632 | 0.091762 | 0.030396 | 0.030588 | 0.071897 | 0.09328 | 0.031179 | 0.031356 | 0.073161 | 0.094799 | 0.031962
Gen ($/Annual kWh) | 0 | 24-RTS-Retail–Small-LIT_INT | All | Gen:0:24-RTS-Retail–Small-LIT_INT:All | Interior Lighting | 0.015704 | 0.024313 | 0.02883 | 0.016028 | 0.016803 | 0.026509 | 0.031599 | 0.01715 | 0.017625 | 0.028407 | 0.034061 | 0.017989 | 0.019057 | 0.030979 | 0.03723 | 0.019451 | 0.019796 | 0.032786 | 0.039595 | 0.020205 | 0.020572 | 0.033767 | 0.040684 | 0.020997 | 0.021348 | 0.034755 | 0.041783 | 0.021789 | 0.023063 | 0.036778 | 0.043969 | 0.023539 | 0.023911 | 0.037827 | 0.045124 | 0.024406 | 0.024766 | 0.038882 | 0.046283 | 0.025278 | 0.025779 | 0.040015 | 0.047479 | 0.026311 | 0.026407 | 0.041064 | 0.048749 | 0.026953 | 0.027704 | 0.042314 | 0.049975 | 0.028276 | 0.028994 | 0.043579 | 0.051228 | 0.029593 | 0.030257 | 0.044866 | 0.052528 | 0.030882 | 0.0315 | 0.046162 | 0.053853 | 0.03215 | 0.032739 | 0.047497 | 0.055239 | 0.033414 | 0.03404 | 0.048855 | 0.056627 | 0.034743 | 0.035015 | 0.049886 | 0.057689 | 0.035737 | 0.036023 | 0.050939 | 0.058766 | 0.036766 | 0.037029 | 0.052009 | 0.05987 | 0.037792 | 0.038052 | 0.053095 | 0.06099 | 0.038836 | 0.039043 | 0.054138 | 0.062061 | 0.039848 | 0.040046 | 0.055198 | 0.063152 | 0.040872 | 0.04105 | 0.056258 | 0.064242 | 0.041896
Gen ($/Annual kWh) | 0 | 24-RTS-Retail–Small-OFF_EQ | All | Gen:0:24-RTS-Retail–Small-OFF_EQ:All | Office Equipment | 0.015833 | 0.023728 | 0.027892 | 0.016166 | 0.016941 | 0.025851 | 0.030549 | 0.017297 | 0.017769 | 0.027681 | 0.032904 | 0.018143 | 0.019215 | 0.030184 | 0.035963 | 0.019619 | 0.019959 | 0.031921 | 0.038221 | 0.020379 | 0.020741 | 0.032887 | 0.039284 | 0.021177 | 0.021522 | 0.033859 | 0.040358 | 0.021975 | 0.023255 | 0.035867 | 0.042513 | 0.023744 | 0.024109 | 0.0369 | 0.043642 | 0.024616 | 0.024971 | 0.037939 | 0.044775 | 0.025496 | 0.02599 | 0.03906 | 0.04595 | 0.026537 | 0.026623 | 0.040082 | 0.047178 | 0.027183 | 0.027929 | 0.041327 | 0.048394 | 0.028515 | 0.029228 | 0.042587 | 0.049635 | 0.029842 | 0.0305 | 0.043865 | 0.05092 | 0.03114 | 0.031751 | 0.045152 | 0.052227 | 0.032418 | 0.032998 | 0.046474 | 0.053592 | 0.033691 | 0.034309 | 0.047822 | 0.054961 | 0.035029 | 0.03529 | 0.048844 | 0.056007 | 0.036031 | 0.036306 | 0.049888 | 0.057069 | 0.037068 | 0.037319 | 0.050948 | 0.058155 | 0.038102 | 0.038349 | 0.052025 | 0.059258 | 0.039154 | 0.039347 | 0.053058 | 0.060313 | 0.040173 | 0.040358 | 0.054109 | 0.061387 | 0.041205 | 0.041369 | 0.05516 | 0.062462 | 0.042237
Gen ($/Annual kWh) | 0 | 24-RTS-Retail–Small-LIT_EXT | All | Gen:0:24-RTS-Retail–Small-LIT_EXT:All | Exterior Lighting | 0.016421 | 0.018849 | 0.020317 | 0.016812 | 0.017563 | 0.020353 | 0.022024 | 0.01798 | 0.018418 | 0.021585 | 0.023462 | 0.018856 | 0.019934 | 0.023505 | 0.02561 | 0.020408 | 0.020697 | 0.024639 | 0.026946 | 0.021189 | 0.021502 | 0.025486 | 0.027824 | 0.022013 | 0.022307 | 0.026335 | 0.028706 | 0.022838 | 0.02413 | 0.028241 | 0.030678 | 0.024704 | 0.025009 | 0.029155 | 0.03162 | 0.025604 | 0.025895 | 0.030074 | 0.032567 | 0.026511 | 0.026943 | 0.03111 | 0.03361 | 0.027583 | 0.027596 | 0.031908 | 0.034491 | 0.028252 | 0.028935 | 0.033144 | 0.03569 | 0.029623 | 0.030269 | 0.034383 | 0.036897 | 0.030988 | 0.031574 | 0.035619 | 0.038113 | 0.032324 | 0.032859 | 0.036848 | 0.039329 | 0.033639 | 0.034139 | 0.038092 | 0.04057 | 0.03495 | 0.035484 | 0.03938 | 0.041845 | 0.036327 | 0.036494 | 0.040344 | 0.042798 | 0.037361 | 0.037539 | 0.041335 | 0.043775 | 0.038431 | 0.038582 | 0.042333 | 0.044762 | 0.039497 | 0.039642 | 0.043346 | 0.045765 | 0.040583 | 0.040669 | 0.044324 | 0.04673 | 0.041634 | 0.041709 | 0.045316 | 0.04771 | 0.042699 | 0.042749 | 0.046308 | 0.048691 | 0.043764
Gen ($/Annual kWh) | 0 | 24-RTS-Retail–Small-REFG | All | Gen:0:24-RTS-Retail–Small-REFG:All | Refrigeration | 0.015723 | 0.022267 | 0.025788 | 0.016073 | 0.016819 | 0.024193 | 0.028155 | 0.017194 | 0.017641 | 0.025831 | 0.030223 | 0.018033 | 0.019083 | 0.028159 | 0.033022 | 0.019508 | 0.019818 | 0.0297 | 0.034989 | 0.02026 | 0.020592 | 0.030635 | 0.036012 | 0.021051 | 0.021366 | 0.031575 | 0.037044 | 0.021842 | 0.023098 | 0.033576 | 0.039197 | 0.023612 | 0.023943 | 0.034579 | 0.040287 | 0.024477 | 0.024795 | 0.035587 | 0.041383 | 0.025347 | 0.025803 | 0.036691 | 0.042542 | 0.026378 | 0.02643 | 0.037646 | 0.043672 | 0.027019 | 0.027721 | 0.038901 | 0.044918 | 0.028338 | 0.029004 | 0.040168 | 0.046183 | 0.02965 | 0.030262 | 0.041445 | 0.04748 | 0.030935 | 0.031498 | 0.042726 | 0.048791 | 0.032199 | 0.032731 | 0.044036 | 0.050149 | 0.03346 | 0.034026 | 0.045377 | 0.051523 | 0.034783 | 0.034998 | 0.04639 | 0.052563 | 0.035776 | 0.036003 | 0.047427 | 0.053624 | 0.036803 | 0.037005 | 0.048476 | 0.054704 | 0.037828 | 0.038024 | 0.049542 | 0.055802 | 0.03887 | 0.039012 | 0.050567 | 0.056853 | 0.039879 | 0.040012 | 0.051609 | 0.057923 | 0.040902 | 0.041012 | 0.05265 | 0.058993 | 0.041924
Gen ($/Annual kWh) | 0 | 24-RTS-Retail–Small-VENT | All | Gen:0:24-RTS-Retail–Small-VENT:All | Ventilation | 0.015358 | 0.025575 | 0.030899 | 0.015667 | 0.016434 | 0.027922 | 0.033909 | 0.016765 | 0.017239 | 0.029965 | 0.036599 | 0.017586 | 0.018636 | 0.032686 | 0.040011 | 0.019011 | 0.019361 | 0.034638 | 0.042603 | 0.019751 | 0.020121 | 0.035653 | 0.04375 | 0.020525 | 0.02088 | 0.036676 | 0.04491 | 0.0213 | 0.022553 | 0.038741 | 0.047178 | 0.023007 | 0.023384 | 0.039826 | 0.048394 | 0.023855 | 0.024221 | 0.040915 | 0.049613 | 0.024709 | 0.025214 | 0.042076 | 0.050861 | 0.025721 | 0.025829 | 0.043183 | 0.052225 | 0.026348 | 0.027099 | 0.044445 | 0.05348 | 0.027644 | 0.028364 | 0.045726 | 0.054767 | 0.028934 | 0.029602 | 0.047033 | 0.056108 | 0.030197 | 0.03082 | 0.048353 | 0.05748 | 0.031439 | 0.032034 | 0.049716 | 0.058919 | 0.032677 | 0.033309 | 0.051098 | 0.060355 | 0.033978 | 0.034263 | 0.052151 | 0.061458 | 0.034952 | 0.035251 | 0.053224 | 0.062574 | 0.035959 | 0.036236 | 0.054316 | 0.063721 | 0.036964 | 0.037238 | 0.055425 | 0.064885 | 0.037986 | 0.038209 | 0.056489 | 0.065996 | 0.038976 | 0.039192 | 0.057571 | 0.067128 | 0.039979 | 0.040175 | 0.058653 | 0.068261 | 0.040981
Gen ($/Annual kWh) | 0 | 25-SCN-Storage–Conditioned-Cooling | All | Gen:0:25-SCN-Storage–Conditioned-Cooling:All | Space Cooling | 0.016621 | 0.023627 | 0.027281 | 0.016958 | 0.017785 | 0.025732 | 0.029876 | 0.018146 | 0.018656 | 0.027541 | 0.032174 | 0.019035 | 0.020169 | 0.030022 | 0.03516 | 0.020579 | 0.020953 | 0.031738 | 0.037364 | 0.021378 | 0.021775 | 0.032705 | 0.038406 | 0.022217 | 0.022597 | 0.033679 | 0.039458 | 0.023055 | 0.024408 | 0.035686 | 0.041567 | 0.024904 | 0.025307 | 0.036722 | 0.042673 | 0.025821 | 0.026213 | 0.037763 | 0.043784 | 0.026745 | 0.027286 | 0.03889 | 0.044938 | 0.02784 | 0.027952 | 0.039907 | 0.046138 | 0.028519 | 0.029326 | 0.041166 | 0.047335 | 0.029921 | 0.030694 | 0.042438 | 0.048557 | 0.031316 | 0.032032 | 0.043729 | 0.04982 | 0.032682 | 0.03335 | 0.045026 | 0.051106 | 0.034026 | 0.034662 | 0.046358 | 0.052446 | 0.035365 | 0.036042 | 0.047716 | 0.053792 | 0.036772 | 0.037074 | 0.048746 | 0.05482 | 0.037825 | 0.038143 | 0.049799 | 0.055864 | 0.038916 | 0.039208 | 0.050866 | 0.056932 | 0.040002 | 0.040292 | 0.051951 | 0.058017 | 0.041108 | 0.041342 | 0.052993 | 0.059053 | 0.042179 | 0.042405 | 0.054052 | 0.06011 | 0.043264 | 0.043468 | 0.055111 | 0.061166 | 0.044349
Gen ($/Annual kWh) | 0 | 25-SCN-Storage–Conditioned-Exit | All | Gen:0:25-SCN-Storage–Conditioned-Exit:All | Other | 0.016058 | 0.02157 | 0.024567 | 0.016418 | 0.017178 | 0.023418 | 0.026803 | 0.017563 | 0.018017 | 0.024982 | 0.028752 | 0.01842 | 0.019491 | 0.027228 | 0.031411 | 0.019928 | 0.020241 | 0.028697 | 0.033259 | 0.020695 | 0.021031 | 0.02961 | 0.034243 | 0.021503 | 0.021821 | 0.030529 | 0.035234 | 0.02231 | 0.023591 | 0.032496 | 0.037317 | 0.02412 | 0.024454 | 0.033477 | 0.038366 | 0.025003 | 0.025324 | 0.034463 | 0.039419 | 0.025892 | 0.026353 | 0.035547 | 0.040538 | 0.026944 | 0.026994 | 0.03647 | 0.041614 | 0.027599 | 0.028311 | 0.037712 | 0.042826 | 0.028945 | 0.029621 | 0.038963 | 0.044056 | 0.030285 | 0.030904 | 0.040224 | 0.045314 | 0.031597 | 0.032167 | 0.041486 | 0.046585 | 0.032887 | 0.033426 | 0.042774 | 0.047898 | 0.034174 | 0.034748 | 0.044096 | 0.049229 | 0.035526 | 0.035739 | 0.045093 | 0.050236 | 0.036539 | 0.036765 | 0.046114 | 0.051263 | 0.037588 | 0.037788 | 0.047147 | 0.052308 | 0.038634 | 0.038829 | 0.048196 | 0.05337 | 0.039698 | 0.039837 | 0.049206 | 0.054387 | 0.040729 | 0.040859 | 0.050231 | 0.055423 | 0.041773 | 0.04188 | 0.051256 | 0.056458 | 0.042817
Gen ($/Annual kWh) | 0 | 25-SCN-Storage–Conditioned-ExtLight | All | Gen:0:25-SCN-Storage–Conditioned-ExtLight:All | Other | 0.01598 | 0.022275 | 0.02566 | 0.016331 | 0.017095 | 0.024209 | 0.028028 | 0.017471 | 0.01793 | 0.025855 | 0.030102 | 0.018324 | 0.019395 | 0.028183 | 0.032888 | 0.019821 | 0.020143 | 0.029734 | 0.034863 | 0.020585 | 0.02093 | 0.030666 | 0.035876 | 0.02139 | 0.021717 | 0.031604 | 0.036897 | 0.022194 | 0.023474 | 0.03359 | 0.039012 | 0.02399 | 0.024334 | 0.03459 | 0.04009 | 0.024869 | 0.0252 | 0.035596 | 0.041173 | 0.025754 | 0.026226 | 0.036695 | 0.042317 | 0.026803 | 0.026864 | 0.037651 | 0.043442 | 0.027454 | 0.028177 | 0.038899 | 0.044665 | 0.028796 | 0.029483 | 0.040159 | 0.045909 | 0.030131 | 0.030762 | 0.041431 | 0.047184 | 0.031438 | 0.03202 | 0.042706 | 0.048475 | 0.032724 | 0.033275 | 0.044011 | 0.049813 | 0.034005 | 0.034593 | 0.045346 | 0.051165 | 0.035352 | 0.03558 | 0.046355 | 0.052191 | 0.036361 | 0.036603 | 0.047388 | 0.053236 | 0.037406 | 0.037622 | 0.048434 | 0.054301 | 0.038448 | 0.038659 | 0.049496 | 0.055383 | 0.039507 | 0.039664 | 0.050517 | 0.056419 | 0.040534 | 0.040681 | 0.051555 | 0.057473 | 0.041574 | 0.041699 | 0.052593 | 0.058528 | 0.042614
Gen ($/Annual kWh) | 0 | 26-SFM-ResidentialSingleFamily-CL_DRY | All | Gen:0:26-SFM-ResidentialSingleFamily-CL_DRY:All | Clothes Dryer | 0.017502 | 0.023126 | 0.026066 | 0.017856 | 0.018729 | 0.025185 | 0.02856 | 0.019108 | 0.019646 | 0.026954 | 0.030774 | 0.020043 | 0.021239 | 0.029379 | 0.033633 | 0.021669 | 0.022064 | 0.031058 | 0.035758 | 0.022511 | 0.022929 | 0.032005 | 0.036747 | 0.023394 | 0.023795 | 0.032958 | 0.037746 | 0.024277 | 0.025702 | 0.03492 | 0.039736 | 0.026223 | 0.026649 | 0.035934 | 0.040785 | 0.027189 | 0.027603 | 0.036954 | 0.041839 | 0.028162 | 0.028733 | 0.038058 | 0.04293 | 0.029315 | 0.029434 | 0.039053 | 0.044077 | 0.03003 | 0.030881 | 0.040287 | 0.0452 | 0.031506 | 0.032322 | 0.041536 | 0.046347 | 0.032976 | 0.033732 | 0.042801 | 0.047536 | 0.034414 | 0.035119 | 0.044073 | 0.048747 | 0.035829 | 0.036502 | 0.045378 | 0.050011 | 0.03724 | 0.037954 | 0.04671 | 0.051279 | 0.038722 | 0.039042 | 0.04772 | 0.052249 | 0.039831 | 0.040167 | 0.048753 | 0.053233 | 0.040979 | 0.041289 | 0.0498 | 0.05424 | 0.042124 | 0.04243 | 0.050863 | 0.055263 | 0.043288 | 0.043536 | 0.051885 | 0.056241 | 0.044416 | 0.044656 | 0.052924 | 0.057236 | 0.045559 | 0.045776 | 0.053962 | 0.058232 | 0.046701
Gen ($/Annual kWh) | 0 | 26-SFM-ResidentialSingleFamily-CL_WASH | All | Gen:0:26-SFM-ResidentialSingleFamily-CL_WASH:All | Clothes Washer | 0.017171 | 0.024355 | 0.028035 | 0.017506 | 0.018376 | 0.026515 | 0.03069 | 0.018735 | 0.019277 | 0.028368 | 0.033036 | 0.019653 | 0.020835 | 0.030917 | 0.036096 | 0.021242 | 0.021647 | 0.032675 | 0.038344 | 0.02207 | 0.022498 | 0.033677 | 0.039421 | 0.022937 | 0.023349 | 0.034685 | 0.040508 | 0.023804 | 0.025213 | 0.036764 | 0.042691 | 0.025705 | 0.026144 | 0.037838 | 0.043836 | 0.026654 | 0.027081 | 0.038917 | 0.044985 | 0.02761 | 0.028193 | 0.040089 | 0.046182 | 0.028743 | 0.028881 | 0.041136 | 0.047414 | 0.029445 | 0.030305 | 0.04245 | 0.048663 | 0.030897 | 0.031722 | 0.043778 | 0.049938 | 0.032341 | 0.033109 | 0.045122 | 0.051254 | 0.033755 | 0.034474 | 0.046473 | 0.052591 | 0.035146 | 0.035834 | 0.047859 | 0.053984 | 0.036533 | 0.037263 | 0.049274 | 0.055385 | 0.03799 | 0.038332 | 0.050346 | 0.056454 | 0.039079 | 0.039438 | 0.051442 | 0.05754 | 0.040207 | 0.040541 | 0.052553 | 0.05865 | 0.041332 | 0.041663 | 0.053682 | 0.059777 | 0.042475 | 0.04275 | 0.054766 | 0.060856 | 0.043584 | 0.043851 | 0.055868 | 0.061954 | 0.044706 | 0.044952 | 0.056971 | 0.063052 | 0.045828
Gen ($/Annual kWh) | 0 | 26-SFM-ResidentialSingleFamily-DSH_WASH | All | Gen:0:26-SFM-ResidentialSingleFamily-DSH_WASH:All | Dishwasher | 0.015958 | 0.021689 | 0.024659 | 0.016278 | 0.017077 | 0.023586 | 0.02696 | 0.017419 | 0.017914 | 0.025201 | 0.028981 | 0.018273 | 0.019365 | 0.027457 | 0.031655 | 0.019753 | 0.020118 | 0.028985 | 0.033587 | 0.020521 | 0.020908 | 0.029889 | 0.03455 | 0.021327 | 0.021697 | 0.030799 | 0.035521 | 0.022132 | 0.023434 | 0.032694 | 0.037495 | 0.023904 | 0.024298 | 0.033665 | 0.038521 | 0.024785 | 0.025169 | 0.034641 | 0.03955 | 0.025673 | 0.0262 | 0.035708 | 0.040634 | 0.026725 | 0.026839 | 0.036638 | 0.041714 | 0.027377 | 0.02816 | 0.037848 | 0.042864 | 0.028724 | 0.029474 | 0.039069 | 0.044034 | 0.030064 | 0.030761 | 0.040302 | 0.045236 | 0.031377 | 0.032027 | 0.041539 | 0.046455 | 0.032668 | 0.033289 | 0.042804 | 0.04772 | 0.033955 | 0.034614 | 0.044099 | 0.048997 | 0.035307 | 0.035606 | 0.045079 | 0.049968 | 0.036319 | 0.036633 | 0.046082 | 0.050957 | 0.037366 | 0.037657 | 0.047097 | 0.051966 | 0.03841 | 0.038698 | 0.048128 | 0.05299 | 0.039472 | 0.039707 | 0.04912 | 0.053971 | 0.040501 | 0.040729 | 0.050127 | 0.054969 | 0.041543 | 0.04175 | 0.051135 | 0.055968 | 0.042585
Gen ($/Annual kWh) | 0 | 26-SFM-ResidentialSingleFamily-FREEZ | All | Gen:0:26-SFM-ResidentialSingleFamily-FREEZ:All | Refrigeration | 0.015033 | 0.023149 | 0.027489 | 0.015371 | 0.016081 | 0.025165 | 0.030017 | 0.016443 | 0.016866 | 0.026884 | 0.032229 | 0.017245 | 0.018247 | 0.029313 | 0.035215 | 0.018657 | 0.018949 | 0.030933 | 0.037318 | 0.019375 | 0.019688 | 0.031899 | 0.038407 | 0.020131 | 0.020428 | 0.032871 | 0.039504 | 0.020887 | 0.022085 | 0.034934 | 0.04179 | 0.022582 | 0.022893 | 0.035969 | 0.042949 | 0.023408 | 0.023707 | 0.03701 | 0.044114 | 0.02424 | 0.024671 | 0.038145 | 0.045345 | 0.025225 | 0.02527 | 0.03914 | 0.04655 | 0.025838 | 0.026502 | 0.040424 | 0.04787 | 0.027098 | 0.027729 | 0.041721 | 0.049211 | 0.028352 | 0.02893 | 0.043031 | 0.050586 | 0.02958 | 0.030112 | 0.044345 | 0.051976 | 0.030788 | 0.03129 | 0.04569 | 0.053417 | 0.031992 | 0.032527 | 0.047067 | 0.054874 | 0.033257 | 0.033455 | 0.048107 | 0.055979 | 0.034206 | 0.034416 | 0.049171 | 0.057104 | 0.035188 | 0.035373 | 0.050248 | 0.058251 | 0.036167 | 0.036347 | 0.051343 | 0.059415 | 0.037163 | 0.037291 | 0.052395 | 0.06053 | 0.038128 | 0.038247 | 0.053465 | 0.061666 | 0.039105 | 0.039203 | 0.054534 | 0.062801 | 0.040082
Gen ($/Annual kWh) | 0 | 26-SFM-ResidentialSingleFamily-LIGHT | All | Gen:0:26-SFM-ResidentialSingleFamily-LIGHT:All | Interior Lighting | 0.015841 | 0.019958 | 0.022228 | 0.016194 | 0.016946 | 0.021656 | 0.024242 | 0.017323 | 0.017774 | 0.023086 | 0.025994 | 0.018169 | 0.019227 | 0.025154 | 0.028393 | 0.019655 | 0.019968 | 0.026496 | 0.030054 | 0.020412 | 0.020747 | 0.027347 | 0.030948 | 0.021209 | 0.021527 | 0.028203 | 0.031849 | 0.022006 | 0.023271 | 0.030038 | 0.033744 | 0.023789 | 0.024124 | 0.030952 | 0.034697 | 0.02466 | 0.024982 | 0.031872 | 0.035656 | 0.025538 | 0.025998 | 0.032887 | 0.036677 | 0.026576 | 0.02663 | 0.03374 | 0.037649 | 0.027222 | 0.02793 | 0.034909 | 0.03876 | 0.028551 | 0.029224 | 0.036087 | 0.039888 | 0.029873 | 0.03049 | 0.037272 | 0.041039 | 0.031168 | 0.031737 | 0.038457 | 0.0422 | 0.032442 | 0.032979 | 0.039665 | 0.0434 | 0.033712 | 0.034284 | 0.040907 | 0.044618 | 0.035045 | 0.035262 | 0.041842 | 0.045538 | 0.036046 | 0.036275 | 0.042801 | 0.046477 | 0.037081 | 0.037285 | 0.04377 | 0.047432 | 0.038113 | 0.038312 | 0.044755 | 0.048403 | 0.039163 | 0.039307 | 0.045702 | 0.049333 | 0.04018 | 0.040315 | 0.046665 | 0.050279 | 0.041211 | 0.041323 | 0.047627 | 0.051225 | 0.042241
Gen ($/Annual kWh) | 0 | 26-SFM-ResidentialSingleFamily-POOL_PMP | All | Gen:0:26-SFM-ResidentialSingleFamily-POOL_PMP:All | Pool Pump | 0.016843 | 0.026787 | 0.031927 | 0.017176 | 0.018025 | 0.029227 | 0.035021 | 0.018381 | 0.018908 | 0.031344 | 0.03778 | 0.019281 | 0.020438 | 0.034184 | 0.041299 | 0.020842 | 0.021234 | 0.036203 | 0.043954 | 0.021653 | 0.022068 | 0.037275 | 0.045148 | 0.022503 | 0.022902 | 0.038356 | 0.046354 | 0.023354 | 0.024732 | 0.040547 | 0.048728 | 0.025221 | 0.025645 | 0.041693 | 0.049993 | 0.026151 | 0.026565 | 0.042845 | 0.051262 | 0.027089 | 0.027654 | 0.044077 | 0.052565 | 0.0282 | 0.028329 | 0.045235 | 0.053973 | 0.028888 | 0.029725 | 0.046585 | 0.055293 | 0.030311 | 0.031114 | 0.047953 | 0.056645 | 0.031727 | 0.032473 | 0.049347 | 0.058052 | 0.033113 | 0.033811 | 0.050753 | 0.059488 | 0.034477 | 0.035144 | 0.052203 | 0.060994 | 0.035837 | 0.036545 | 0.053675 | 0.062498 | 0.037265 | 0.037593 | 0.054794 | 0.063651 | 0.038333 | 0.038677 | 0.055937 | 0.06482 | 0.039439 | 0.039759 | 0.057098 | 0.06602 | 0.040542 | 0.040858 | 0.058278 | 0.067237 | 0.041663 | 0.041924 | 0.05941 | 0.068399 | 0.04275 | 0.043004 | 0.060561 | 0.069584 | 0.043851 | 0.044083 | 0.061712 | 0.070768 | 0.044951
Gen ($/Annual kWh) | 0 | 26-SFM-ResidentialSingleFamily-REFG | All | Gen:0:26-SFM-ResidentialSingleFamily-REFG:All | Refrigeration | 0.0149 | 0.022905 | 0.027179 | 0.015234 | 0.015939 | 0.024892 | 0.029667 | 0.016296 | 0.016717 | 0.026584 | 0.031841 | 0.017091 | 0.018085 | 0.028985 | 0.034788 | 0.01849 | 0.018781 | 0.030578 | 0.036854 | 0.019202 | 0.019514 | 0.031537 | 0.037935 | 0.019951 | 0.020247 | 0.032501 | 0.039025 | 0.020701 | 0.021889 | 0.034555 | 0.041304 | 0.02238 | 0.02269 | 0.035584 | 0.042455 | 0.023199 | 0.023497 | 0.036617 | 0.043612 | 0.024024 | 0.024452 | 0.037747 | 0.044839 | 0.025 | 0.025046 | 0.038731 | 0.046029 | 0.025608 | 0.026268 | 0.040013 | 0.04735 | 0.026857 | 0.027484 | 0.041306 | 0.048691 | 0.0281 | 0.028675 | 0.042611 | 0.050064 | 0.029317 | 0.029846 | 0.04392 | 0.051452 | 0.030515 | 0.031014 | 0.04526 | 0.052889 | 0.031709 | 0.03224 | 0.046632 | 0.054343 | 0.032962 | 0.03316 | 0.047667 | 0.055445 | 0.033903 | 0.034112 | 0.048727 | 0.056567 | 0.034876 | 0.035062 | 0.0498 | 0.057711 | 0.035847 | 0.036027 | 0.05089 | 0.058872 | 0.036834 | 0.036963 | 0.051938 | 0.059985 | 0.03779 | 0.03791 | 0.053003 | 0.061117 | 0.038759 | 0.038858 | 0.054067 | 0.062249 | 0.039728
Gen ($/Annual kWh) | 0 | 26-SFM-ResidentialSingleFamily-SP_COOL | All | Gen:0:26-SFM-ResidentialSingleFamily-SP_COOL:All | Space Cooling | 0.0021839 | 0.043815 | 0.065429 | 0.0022346 | 0.0023359 | 0.048082 | 0.071837 | 0.0023901 | 0.0024498 | 0.051896 | 0.077578 | 0.0025067 | 0.0026509 | 0.05674 | 0.084834 | 0.0027125 | 0.0027526 | 0.060414 | 0.090369 | 0.0028166 | 0.0028598 | 0.062041 | 0.092782 | 0.0029263 | 0.0029671 | 0.063685 | 0.095222 | 0.003036 | 0.0032088 | 0.06691 | 0.099988 | 0.0032834 | 0.0033259 | 0.068632 | 0.10254 | 0.0034032 | 0.0034439 | 0.07036 | 0.1051 | 0.0035239 | 0.0035835 | 0.072126 | 0.10771 | 0.0036668 | 0.0036705 | 0.07406 | 0.1106 | 0.0037557 | 0.003849 | 0.075835 | 0.1132 | 0.0039384 | 0.0040267 | 0.077655 | 0.11587 | 0.0041202 | 0.0042006 | 0.079553 | 0.11865 | 0.0042982 | 0.0043718 | 0.081493 | 0.12151 | 0.0044733 | 0.0045425 | 0.08353 | 0.12451 | 0.0046479 | 0.0047217 | 0.085561 | 0.12749 | 0.0048313 | 0.0048562 | 0.087121 | 0.12979 | 0.0049689 | 0.0049954 | 0.0887 | 0.13211 | 0.0051113 | 0.0051342 | 0.090323 | 0.1345 | 0.0052534 | 0.0052755 | 0.091969 | 0.13693 | 0.0053979 | 0.0054123 | 0.093541 | 0.13924 | 0.0055378 | 0.0055508 | 0.095143 | 0.1416 | 0.0056796 | 0.0056894 | 0.096745 | 0.14396 | 0.0058214
Gen ($/Annual kWh) | 0 | 26-SFM-ResidentialSingleFamily-SP_HEAT | All | Gen:0:26-SFM-ResidentialSingleFamily-SP_HEAT:All | Space Heating | 0.027197 | 0.0087964 | 0 | 0.027878 | 0.029082 | 0.0094063 | 0 | 0.029809 | 0.030496 | 0.0098639 | 0 | 0.031259 | 0.033018 | 0.010679 | 0 | 0.033845 | 0.034276 | 0.011086 | 0 | 0.035133 | 0.035605 | 0.011516 | 0 | 0.036496 | 0.036935 | 0.011947 | 0 | 0.037859 | 0.039973 | 0.012928 | 0 | 0.040973 | 0.041424 | 0.013398 | 0 | 0.042461 | 0.042885 | 0.013871 | 0 | 0.043959 | 0.044613 | 0.01443 | 0 | 0.04573 | 0.045693 | 0.014779 | 0 | 0.046836 | 0.0479 | 0.015494 | 0 | 0.049099 | 0.050098 | 0.016205 | 0 | 0.051351 | 0.052249 | 0.016902 | 0 | 0.053556 | 0.054367 | 0.017587 | 0 | 0.055727 | 0.056478 | 0.018271 | 0 | 0.05789 | 0.058695 | 0.018988 | 0 | 0.060163 | 0.060361 | 0.019528 | 0 | 0.061871 | 0.062086 | 0.020086 | 0 | 0.063639 | 0.063806 | 0.020642 | 0 | 0.065401 | 0.065556 | 0.021209 | 0 | 0.067195 | 0.067251 | 0.021757 | 0 | 0.068932 | 0.068968 | 0.022313 | 0 | 0.070692 | 0.070684 | 0.022869 | 0 | 0.072451
Gen ($/Annual kWh) | 0 | 26-SFM-ResidentialSingleFamily-WAT_HEAT | All | Gen:0:26-SFM-ResidentialSingleFamily-WAT_HEAT:All | Water Heating | 0.017642 | 0.020272 | 0.021751 | 0.018021 | 0.018875 | 0.022004 | 0.023749 | 0.01928 | 0.019797 | 0.023463 | 0.025495 | 0.020223 | 0.021411 | 0.025555 | 0.027846 | 0.021871 | 0.022239 | 0.026928 | 0.029508 | 0.022717 | 0.023108 | 0.02779 | 0.030371 | 0.023605 | 0.023978 | 0.028657 | 0.031241 | 0.024493 | 0.025913 | 0.030496 | 0.033042 | 0.02647 | 0.026864 | 0.031424 | 0.033962 | 0.027442 | 0.027822 | 0.032356 | 0.034887 | 0.02842 | 0.028957 | 0.033385 | 0.035866 | 0.029579 | 0.029661 | 0.034249 | 0.036818 | 0.030299 | 0.031113 | 0.035435 | 0.037872 | 0.031782 | 0.032558 | 0.036629 | 0.038943 | 0.033258 | 0.033973 | 0.037829 | 0.04004 | 0.034702 | 0.035365 | 0.03903 | 0.041149 | 0.036124 | 0.036752 | 0.040255 | 0.042297 | 0.037541 | 0.03821 | 0.041513 | 0.043459 | 0.03903 | 0.039302 | 0.042463 | 0.04434 | 0.040145 | 0.040432 | 0.043436 | 0.045237 | 0.0413 | 0.041559 | 0.044419 | 0.046152 | 0.042451 | 0.042705 | 0.045418 | 0.047081 | 0.043622 | 0.043816 | 0.04638 | 0.047971 | 0.044756 | 0.044941 | 0.047356 | 0.048876 | 0.045905 | 0.046066 | 0.048333 | 0.049782 | 0.047054
Gen ($/Annual kWh) | 0 | 27-SMO-ResidentialMobileHome–SingleWide-CL_DRY | All | Gen:0:27-SMO-ResidentialMobileHome–SingleWide-CL_DRY:All | Clothes Dryer | 0.017502 | 0.023126 | 0.026066 | 0.017856 | 0.018729 | 0.025185 | 0.02856 | 0.019108 | 0.019646 | 0.026954 | 0.030774 | 0.020043 | 0.021239 | 0.029379 | 0.033633 | 0.021669 | 0.022064 | 0.031058 | 0.035758 | 0.022511 | 0.022929 | 0.032005 | 0.036747 | 0.023394 | 0.023795 | 0.032958 | 0.037746 | 0.024277 | 0.025702 | 0.03492 | 0.039736 | 0.026223 | 0.026649 | 0.035934 | 0.040785 | 0.027189 | 0.027603 | 0.036954 | 0.041839 | 0.028162 | 0.028733 | 0.038058 | 0.04293 | 0.029315 | 0.029434 | 0.039053 | 0.044077 | 0.03003 | 0.030881 | 0.040287 | 0.0452 | 0.031506 | 0.032322 | 0.041536 | 0.046347 | 0.032976 | 0.033732 | 0.042801 | 0.047536 | 0.034414 | 0.035119 | 0.044073 | 0.048747 | 0.035829 | 0.036502 | 0.045378 | 0.050011 | 0.03724 | 0.037954 | 0.04671 | 0.051279 | 0.038722 | 0.039042 | 0.04772 | 0.052249 | 0.039831 | 0.040167 | 0.048753 | 0.053233 | 0.040979 | 0.041289 | 0.0498 | 0.05424 | 0.042124 | 0.04243 | 0.050863 | 0.055263 | 0.043288 | 0.043536 | 0.051885 | 0.056241 | 0.044416 | 0.044656 | 0.052924 | 0.057236 | 0.045559 | 0.045776 | 0.053962 | 0.058232 | 0.046701
Gen ($/Annual kWh) | 0 | 27-SMO-ResidentialMobileHome–SingleWide-CL_WASH | All | Gen:0:27-SMO-ResidentialMobileHome–SingleWide-CL_WASH:All | Clothes Washer | 0.017171 | 0.024355 | 0.028035 | 0.017506 | 0.018376 | 0.026515 | 0.03069 | 0.018735 | 0.019277 | 0.028368 | 0.033036 | 0.019653 | 0.020835 | 0.030917 | 0.036096 | 0.021242 | 0.021647 | 0.032675 | 0.038344 | 0.02207 | 0.022498 | 0.033677 | 0.039421 | 0.022937 | 0.023349 | 0.034685 | 0.040508 | 0.023804 | 0.025213 | 0.036764 | 0.042691 | 0.025705 | 0.026144 | 0.037838 | 0.043836 | 0.026654 | 0.027081 | 0.038917 | 0.044985 | 0.02761 | 0.028193 | 0.040089 | 0.046182 | 0.028743 | 0.028881 | 0.041136 | 0.047414 | 0.029445 | 0.030305 | 0.04245 | 0.048663 | 0.030897 | 0.031722 | 0.043778 | 0.049938 | 0.032341 | 0.033109 | 0.045122 | 0.051254 | 0.033755 | 0.034474 | 0.046473 | 0.052591 | 0.035146 | 0.035834 | 0.047859 | 0.053984 | 0.036533 | 0.037263 | 0.049274 | 0.055385 | 0.03799 | 0.038332 | 0.050346 | 0.056454 | 0.039079 | 0.039438 | 0.051442 | 0.05754 | 0.040207 | 0.040541 | 0.052553 | 0.05865 | 0.041332 | 0.041663 | 0.053682 | 0.059777 | 0.042475 | 0.04275 | 0.054766 | 0.060856 | 0.043584 | 0.043851 | 0.055868 | 0.061954 | 0.044706 | 0.044952 | 0.056971 | 0.063052 | 0.045828
Gen ($/Annual kWh) | 0 | 27-SMO-ResidentialMobileHome–SingleWide-DSH_WASH | All | Gen:0:27-SMO-ResidentialMobileHome–SingleWide-DSH_WASH:All | Dishwasher | 0.015958 | 0.021689 | 0.024659 | 0.016278 | 0.017077 | 0.023586 | 0.02696 | 0.017419 | 0.017914 | 0.025201 | 0.028981 | 0.018273 | 0.019365 | 0.027457 | 0.031655 | 0.019753 | 0.020118 | 0.028985 | 0.033587 | 0.020521 | 0.020908 | 0.029889 | 0.03455 | 0.021327 | 0.021697 | 0.030799 | 0.035521 | 0.022132 | 0.023434 | 0.032694 | 0.037495 | 0.023904 | 0.024298 | 0.033665 | 0.038521 | 0.024785 | 0.025169 | 0.034641 | 0.03955 | 0.025673 | 0.0262 | 0.035708 | 0.040634 | 0.026725 | 0.026839 | 0.036638 | 0.041714 | 0.027377 | 0.02816 | 0.037848 | 0.042864 | 0.028724 | 0.029474 | 0.039069 | 0.044034 | 0.030064 | 0.030761 | 0.040302 | 0.045236 | 0.031377 | 0.032027 | 0.041539 | 0.046455 | 0.032668 | 0.033289 | 0.042804 | 0.04772 | 0.033955 | 0.034614 | 0.044099 | 0.048997 | 0.035307 | 0.035606 | 0.045079 | 0.049968 | 0.036319 | 0.036633 | 0.046082 | 0.050957 | 0.037366 | 0.037657 | 0.047097 | 0.051966 | 0.03841 | 0.038698 | 0.048128 | 0.05299 | 0.039472 | 0.039707 | 0.04912 | 0.053971 | 0.040501 | 0.040729 | 0.050127 | 0.054969 | 0.041543 | 0.04175 | 0.051135 | 0.055968 | 0.042585
Gen ($/Annual kWh) | 0 | 27-SMO-ResidentialMobileHome–SingleWide-FREEZ | All | Gen:0:27-SMO-ResidentialMobileHome–SingleWide-FREEZ:All | Refrigeration | 0.015033 | 0.023149 | 0.027489 | 0.015371 | 0.016081 | 0.025165 | 0.030017 | 0.016443 | 0.016866 | 0.026884 | 0.032229 | 0.017245 | 0.018247 | 0.029313 | 0.035215 | 0.018657 | 0.018949 | 0.030933 | 0.037318 | 0.019375 | 0.019688 | 0.031899 | 0.038407 | 0.020131 | 0.020428 | 0.032871 | 0.039504 | 0.020887 | 0.022085 | 0.034934 | 0.04179 | 0.022582 | 0.022893 | 0.035969 | 0.042949 | 0.023408 | 0.023707 | 0.03701 | 0.044114 | 0.02424 | 0.024671 | 0.038145 | 0.045345 | 0.025225 | 0.02527 | 0.03914 | 0.04655 | 0.025838 | 0.026502 | 0.040424 | 0.04787 | 0.027098 | 0.027729 | 0.041721 | 0.049211 | 0.028352 | 0.02893 | 0.043031 | 0.050586 | 0.02958 | 0.030112 | 0.044345 | 0.051976 | 0.030788 | 0.03129 | 0.04569 | 0.053417 | 0.031992 | 0.032527 | 0.047067 | 0.054874 | 0.033257 | 0.033455 | 0.048107 | 0.055979 | 0.034206 | 0.034416 | 0.049171 | 0.057104 | 0.035188 | 0.035373 | 0.050248 | 0.058251 | 0.036167 | 0.036347 | 0.051343 | 0.059415 | 0.037163 | 0.037291 | 0.052395 | 0.06053 | 0.038128 | 0.038247 | 0.053465 | 0.061666 | 0.039105 | 0.039203 | 0.054534 | 0.062801 | 0.040082
Gen ($/Annual kWh) | 0 | 27-SMO-ResidentialMobileHome–SingleWide-LIGHT | All | Gen:0:27-SMO-ResidentialMobileHome–SingleWide-LIGHT:All | Interior Lighting | 0.015841 | 0.019958 | 0.022228 | 0.016194 | 0.016946 | 0.021656 | 0.024242 | 0.017323 | 0.017774 | 0.023086 | 0.025994 | 0.018169 | 0.019227 | 0.025154 | 0.028393 | 0.019655 | 0.019968 | 0.026496 | 0.030054 | 0.020412 | 0.020747 | 0.027347 | 0.030948 | 0.021209 | 0.021527 | 0.028203 | 0.031849 | 0.022006 | 0.023271 | 0.030038 | 0.033744 | 0.023789 | 0.024124 | 0.030952 | 0.034697 | 0.02466 | 0.024982 | 0.031872 | 0.035656 | 0.025538 | 0.025998 | 0.032887 | 0.036677 | 0.026576 | 0.02663 | 0.03374 | 0.037649 | 0.027222 | 0.02793 | 0.034909 | 0.03876 | 0.028551 | 0.029224 | 0.036087 | 0.039888 | 0.029873 | 0.03049 | 0.037272 | 0.041039 | 0.031168 | 0.031737 | 0.038457 | 0.0422 | 0.032442 | 0.032979 | 0.039665 | 0.0434 | 0.033712 | 0.034284 | 0.040907 | 0.044618 | 0.035045 | 0.035262 | 0.041842 | 0.045538 | 0.036046 | 0.036275 | 0.042801 | 0.046477 | 0.037081 | 0.037285 | 0.04377 | 0.047432 | 0.038113 | 0.038312 | 0.044755 | 0.048403 | 0.039163 | 0.039307 | 0.045702 | 0.049333 | 0.04018 | 0.040315 | 0.046665 | 0.050279 | 0.041211 | 0.041323 | 0.047627 | 0.051225 | 0.042241
Gen ($/Annual kWh) | 0 | 27-SMO-ResidentialMobileHome–SingleWide-POOL_PMP | All | Gen:0:27-SMO-ResidentialMobileHome–SingleWide-POOL_PMP:All | Pool Pump | 0.016843 | 0.026787 | 0.031927 | 0.017176 | 0.018025 | 0.029227 | 0.035021 | 0.018381 | 0.018908 | 0.031344 | 0.03778 | 0.019281 | 0.020438 | 0.034184 | 0.041299 | 0.020842 | 0.021234 | 0.036203 | 0.043954 | 0.021653 | 0.022068 | 0.037275 | 0.045148 | 0.022503 | 0.022902 | 0.038356 | 0.046354 | 0.023354 | 0.024732 | 0.040547 | 0.048728 | 0.025221 | 0.025645 | 0.041693 | 0.049993 | 0.026151 | 0.026565 | 0.042845 | 0.051262 | 0.027089 | 0.027654 | 0.044077 | 0.052565 | 0.0282 | 0.028329 | 0.045235 | 0.053973 | 0.028888 | 0.029725 | 0.046585 | 0.055293 | 0.030311 | 0.031114 | 0.047953 | 0.056645 | 0.031727 | 0.032473 | 0.049347 | 0.058052 | 0.033113 | 0.033811 | 0.050753 | 0.059488 | 0.034477 | 0.035144 | 0.052203 | 0.060994 | 0.035837 | 0.036545 | 0.053675 | 0.062498 | 0.037265 | 0.037593 | 0.054794 | 0.063651 | 0.038333 | 0.038677 | 0.055937 | 0.06482 | 0.039439 | 0.039759 | 0.057098 | 0.06602 | 0.040542 | 0.040858 | 0.058278 | 0.067237 | 0.041663 | 0.041924 | 0.05941 | 0.068399 | 0.04275 | 0.043004 | 0.060561 | 0.069584 | 0.043851 | 0.044083 | 0.061712 | 0.070768 | 0.044951
Gen ($/Annual kWh) | 0 | 27-SMO-ResidentialMobileHome–SingleWide-REFG | All | Gen:0:27-SMO-ResidentialMobileHome–SingleWide-REFG:All | Refrigeration | 0.0149 | 0.022905 | 0.027179 | 0.015234 | 0.015939 | 0.024892 | 0.029667 | 0.016296 | 0.016717 | 0.026584 | 0.031841 | 0.017091 | 0.018085 | 0.028985 | 0.034788 | 0.01849 | 0.018781 | 0.030578 | 0.036854 | 0.019202 | 0.019514 | 0.031537 | 0.037935 | 0.019951 | 0.020247 | 0.032501 | 0.039025 | 0.020701 | 0.021889 | 0.034555 | 0.041304 | 0.02238 | 0.02269 | 0.035584 | 0.042455 | 0.023199 | 0.023497 | 0.036617 | 0.043612 | 0.024024 | 0.024452 | 0.037747 | 0.044839 | 0.025 | 0.025046 | 0.038731 | 0.046029 | 0.025608 | 0.026268 | 0.040013 | 0.04735 | 0.026857 | 0.027484 | 0.041306 | 0.048691 | 0.0281 | 0.028675 | 0.042611 | 0.050064 | 0.029317 | 0.029846 | 0.04392 | 0.051452 | 0.030515 | 0.031014 | 0.04526 | 0.052889 | 0.031709 | 0.03224 | 0.046632 | 0.054343 | 0.032962 | 0.03316 | 0.047667 | 0.055445 | 0.033903 | 0.034112 | 0.048727 | 0.056567 | 0.034876 | 0.035062 | 0.0498 | 0.057711 | 0.035847 | 0.036027 | 0.05089 | 0.058872 | 0.036834 | 0.036963 | 0.051938 | 0.059985 | 0.03779 | 0.03791 | 0.053003 | 0.061117 | 0.038759 | 0.038858 | 0.054067 | 0.062249 | 0.039728
Gen ($/Annual kWh) | 0 | 27-SMO-ResidentialMobileHome–SingleWide-SP_COOL | All | Gen:0:27-SMO-ResidentialMobileHome–SingleWide-SP_COOL:All | Space Cooling | 0.0021839 | 0.043815 | 0.065429 | 0.0022346 | 0.0023359 | 0.048082 | 0.071837 | 0.0023901 | 0.0024498 | 0.051896 | 0.077578 | 0.0025067 | 0.0026509 | 0.05674 | 0.084834 | 0.0027125 | 0.0027526 | 0.060414 | 0.090369 | 0.0028166 | 0.0028598 | 0.062041 | 0.092782 | 0.0029263 | 0.0029671 | 0.063685 | 0.095222 | 0.003036 | 0.0032088 | 0.06691 | 0.099988 | 0.0032834 | 0.0033259 | 0.068632 | 0.10254 | 0.0034032 | 0.0034439 | 0.07036 | 0.1051 | 0.0035239 | 0.0035835 | 0.072126 | 0.10771 | 0.0036668 | 0.0036705 | 0.07406 | 0.1106 | 0.0037557 | 0.003849 | 0.075835 | 0.1132 | 0.0039384 | 0.0040267 | 0.077655 | 0.11587 | 0.0041202 | 0.0042006 | 0.079553 | 0.11865 | 0.0042982 | 0.0043718 | 0.081493 | 0.12151 | 0.0044733 | 0.0045425 | 0.08353 | 0.12451 | 0.0046479 | 0.0047217 | 0.085561 | 0.12749 | 0.0048313 | 0.0048562 | 0.087121 | 0.12979 | 0.0049689 | 0.0049954 | 0.0887 | 0.13211 | 0.0051113 | 0.0051342 | 0.090323 | 0.1345 | 0.0052534 | 0.0052755 | 0.091969 | 0.13693 | 0.0053979 | 0.0054123 | 0.093541 | 0.13924 | 0.0055378 | 0.0055508 | 0.095143 | 0.1416 | 0.0056796 | 0.0056894 | 0.096745 | 0.14396 | 0.0058214
Gen ($/Annual kWh) | 0 | 27-SMO-ResidentialMobileHome–SingleWide-SP_HEAT | All | Gen:0:27-SMO-ResidentialMobileHome–SingleWide-SP_HEAT:All | Space Heating | 0.027197 | 0.0087964 | 0 | 0.027878 | 0.029082 | 0.0094063 | 0 | 0.029809 | 0.030496 | 0.0098639 | 0 | 0.031259 | 0.033018 | 0.010679 | 0 | 0.033845 | 0.034276 | 0.011086 | 0 | 0.035133 | 0.035605 | 0.011516 | 0 | 0.036496 | 0.036935 | 0.011947 | 0 | 0.037859 | 0.039973 | 0.012928 | 0 | 0.040973 | 0.041424 | 0.013398 | 0 | 0.042461 | 0.042885 | 0.013871 | 0 | 0.043959 | 0.044613 | 0.01443 | 0 | 0.04573 | 0.045693 | 0.014779 | 0 | 0.046836 | 0.0479 | 0.015494 | 0 | 0.049099 | 0.050098 | 0.016205 | 0 | 0.051351 | 0.052249 | 0.016902 | 0 | 0.053556 | 0.054367 | 0.017587 | 0 | 0.055727 | 0.056478 | 0.018271 | 0 | 0.05789 | 0.058695 | 0.018988 | 0 | 0.060163 | 0.060361 | 0.019528 | 0 | 0.061871 | 0.062086 | 0.020086 | 0 | 0.063639 | 0.063806 | 0.020642 | 0 | 0.065401 | 0.065556 | 0.021209 | 0 | 0.067195 | 0.067251 | 0.021757 | 0 | 0.068932 | 0.068968 | 0.022313 | 0 | 0.070692 | 0.070684 | 0.022869 | 0 | 0.072451
Gen ($/Annual kWh) | 0 | 27-SMO-ResidentialMobileHome–SingleWide-WAT_HEAT | All | Gen:0:27-SMO-ResidentialMobileHome–SingleWide-WAT_HEAT:All | Water Heating | 0.017642 | 0.020272 | 0.021751 | 0.018021 | 0.018875 | 0.022004 | 0.023749 | 0.01928 | 0.019797 | 0.023463 | 0.025495 | 0.020223 | 0.021411 | 0.025555 | 0.027846 | 0.021871 | 0.022239 | 0.026928 | 0.029508 | 0.022717 | 0.023108 | 0.02779 | 0.030371 | 0.023605 | 0.023978 | 0.028657 | 0.031241 | 0.024493 | 0.025913 | 0.030496 | 0.033042 | 0.02647 | 0.026864 | 0.031424 | 0.033962 | 0.027442 | 0.027822 | 0.032356 | 0.034887 | 0.02842 | 0.028957 | 0.033385 | 0.035866 | 0.029579 | 0.029661 | 0.034249 | 0.036818 | 0.030299 | 0.031113 | 0.035435 | 0.037872 | 0.031782 | 0.032558 | 0.036629 | 0.038943 | 0.033258 | 0.033973 | 0.037829 | 0.04004 | 0.034702 | 0.035365 | 0.03903 | 0.041149 | 0.036124 | 0.036752 | 0.040255 | 0.042297 | 0.037541 | 0.03821 | 0.041513 | 0.043459 | 0.03903 | 0.039302 | 0.042463 | 0.04434 | 0.040145 | 0.040432 | 0.043436 | 0.045237 | 0.0413 | 0.041559 | 0.044419 | 0.046152 | 0.042451 | 0.042705 | 0.045418 | 0.047081 | 0.043622 | 0.043816 | 0.04638 | 0.047971 | 0.044756 | 0.044941 | 0.047356 | 0.048876 | 0.045905 | 0.046066 | 0.048333 | 0.049782 | 0.047054
Gen ($/Annual kWh) | 0 | 28-SUN-Storage–Unconditioned-Exit | All | Gen:0:28-SUN-Storage–Unconditioned-Exit:All | Other | 0.016058 | 0.02157 | 0.024567 | 0.016418 | 0.017178 | 0.023418 | 0.026803 | 0.017563 | 0.018017 | 0.024982 | 0.028752 | 0.01842 | 0.019491 | 0.027228 | 0.031411 | 0.019928 | 0.020241 | 0.028697 | 0.033259 | 0.020695 | 0.021031 | 0.02961 | 0.034243 | 0.021503 | 0.021821 | 0.030529 | 0.035234 | 0.02231 | 0.023591 | 0.032496 | 0.037317 | 0.02412 | 0.024454 | 0.033477 | 0.038366 | 0.025003 | 0.025324 | 0.034463 | 0.039419 | 0.025892 | 0.026353 | 0.035547 | 0.040538 | 0.026944 | 0.026994 | 0.03647 | 0.041614 | 0.027599 | 0.028311 | 0.037712 | 0.042826 | 0.028945 | 0.029621 | 0.038963 | 0.044056 | 0.030285 | 0.030904 | 0.040224 | 0.045314 | 0.031597 | 0.032167 | 0.041486 | 0.046585 | 0.032887 | 0.033426 | 0.042774 | 0.047898 | 0.034174 | 0.034748 | 0.044096 | 0.049229 | 0.035526 | 0.035739 | 0.045093 | 0.050236 | 0.036539 | 0.036765 | 0.046114 | 0.051263 | 0.037588 | 0.037788 | 0.047147 | 0.052308 | 0.038634 | 0.038829 | 0.048196 | 0.05337 | 0.039698 | 0.039837 | 0.049206 | 0.054387 | 0.040729 | 0.040859 | 0.050231 | 0.055423 | 0.041773 | 0.04188 | 0.051256 | 0.056458 | 0.042817
Gen ($/Annual kWh) | 0 | 28-SUN-Storage–Unconditioned-ExtLight | All | Gen:0:28-SUN-Storage–Unconditioned-ExtLight:All | Exterior Lighting | 0.01598 | 0.022275 | 0.02566 | 0.016331 | 0.017095 | 0.024209 | 0.028028 | 0.017471 | 0.01793 | 0.025855 | 0.030102 | 0.018324 | 0.019395 | 0.028183 | 0.032888 | 0.019821 | 0.020143 | 0.029734 | 0.034863 | 0.020585 | 0.02093 | 0.030666 | 0.035876 | 0.02139 | 0.021717 | 0.031604 | 0.036897 | 0.022194 | 0.023474 | 0.03359 | 0.039012 | 0.02399 | 0.024334 | 0.03459 | 0.04009 | 0.024869 | 0.0252 | 0.035596 | 0.041173 | 0.025754 | 0.026226 | 0.036695 | 0.042317 | 0.026803 | 0.026864 | 0.037651 | 0.043442 | 0.027454 | 0.028177 | 0.038899 | 0.044665 | 0.028796 | 0.029483 | 0.040159 | 0.045909 | 0.030131 | 0.030762 | 0.041431 | 0.047184 | 0.031438 | 0.03202 | 0.042706 | 0.048475 | 0.032724 | 0.033275 | 0.044011 | 0.049813 | 0.034005 | 0.034593 | 0.045346 | 0.051165 | 0.035352 | 0.03558 | 0.046355 | 0.052191 | 0.036361 | 0.036603 | 0.047388 | 0.053236 | 0.037406 | 0.037622 | 0.048434 | 0.054301 | 0.038448 | 0.038659 | 0.049496 | 0.055383 | 0.039507 | 0.039664 | 0.050517 | 0.056419 | 0.040534 | 0.040681 | 0.051555 | 0.057473 | 0.041574 | 0.041699 | 0.052593 | 0.058528 | 0.042614
Gen ($/Annual kWh) | 0 | 29-WRF-Storage–Refrigerated-Cooling | All | Gen:0:29-WRF-Storage–Refrigerated-Cooling:All | Space Cooling | 0.010017 | 0.036086 | 0.049586 | 0.010203 | 0.010721 | 0.039514 | 0.054429 | 0.010921 | 0.011248 | 0.042541 | 0.058757 | 0.011457 | 0.012153 | 0.046449 | 0.064223 | 0.012379 | 0.012629 | 0.049358 | 0.068398 | 0.012864 | 0.013126 | 0.05074 | 0.070235 | 0.01337 | 0.013624 | 0.052135 | 0.072093 | 0.013877 | 0.014706 | 0.054883 | 0.075697 | 0.014979 | 0.01525 | 0.056353 | 0.077644 | 0.015533 | 0.015799 | 0.05783 | 0.079597 | 0.016092 | 0.016449 | 0.05937 | 0.081595 | 0.016755 | 0.016851 | 0.060948 | 0.083782 | 0.017164 | 0.017685 | 0.06256 | 0.085789 | 0.018014 | 0.018515 | 0.064204 | 0.087847 | 0.018859 | 0.019327 | 0.065899 | 0.089993 | 0.019686 | 0.020126 | 0.067622 | 0.092188 | 0.020499 | 0.020922 | 0.069415 | 0.094492 | 0.02131 | 0.021759 | 0.071218 | 0.096789 | 0.022162 | 0.022384 | 0.072598 | 0.098556 | 0.022799 | 0.023031 | 0.074001 | 0.10034 | 0.023458 | 0.023676 | 0.075435 | 0.10218 | 0.024115 | 0.024332 | 0.07689 | 0.10405 | 0.024784 | 0.024968 | 0.078282 | 0.10583 | 0.025431 | 0.025612 | 0.0797 | 0.10764 | 0.026087 | 0.026256 | 0.081118 | 0.10945 | 0.026743
Gen ($/Annual kWh) | 0 | 29-WRF-Storage–Refrigerated-Exit | All | Gen:0:29-WRF-Storage–Refrigerated-Exit:All | Other | 0.016058 | 0.02157 | 0.024567 | 0.016418 | 0.017178 | 0.023418 | 0.026803 | 0.017563 | 0.018017 | 0.024982 | 0.028752 | 0.01842 | 0.019491 | 0.027228 | 0.031411 | 0.019928 | 0.020241 | 0.028697 | 0.033259 | 0.020695 | 0.021031 | 0.02961 | 0.034243 | 0.021503 | 0.021821 | 0.030529 | 0.035234 | 0.02231 | 0.023591 | 0.032496 | 0.037317 | 0.02412 | 0.024454 | 0.033477 | 0.038366 | 0.025003 | 0.025324 | 0.034463 | 0.039419 | 0.025892 | 0.026353 | 0.035547 | 0.040538 | 0.026944 | 0.026994 | 0.03647 | 0.041614 | 0.027599 | 0.028311 | 0.037712 | 0.042826 | 0.028945 | 0.029621 | 0.038963 | 0.044056 | 0.030285 | 0.030904 | 0.040224 | 0.045314 | 0.031597 | 0.032167 | 0.041486 | 0.046585 | 0.032887 | 0.033426 | 0.042774 | 0.047898 | 0.034174 | 0.034748 | 0.044096 | 0.049229 | 0.035526 | 0.035739 | 0.045093 | 0.050236 | 0.036539 | 0.036765 | 0.046114 | 0.051263 | 0.037588 | 0.037788 | 0.047147 | 0.052308 | 0.038634 | 0.038829 | 0.048196 | 0.05337 | 0.039698 | 0.039837 | 0.049206 | 0.054387 | 0.040729 | 0.040859 | 0.050231 | 0.055423 | 0.041773 | 0.04188 | 0.051256 | 0.056458 | 0.042817
Gen ($/Annual kWh) | 0 | 29-WRF-Storage–Refrigerated-ExtLight | All | Gen:0:29-WRF-Storage–Refrigerated-ExtLight:All | Exterior Lighting | 0.015226 | 0.017157 | 0.018411 | 0.015604 | 0.016282 | 0.018482 | 0.019892 | 0.016686 | 0.017074 | 0.019551 | 0.021117 | 0.017498 | 0.018485 | 0.021284 | 0.023039 | 0.018944 | 0.01919 | 0.022257 | 0.024163 | 0.019666 | 0.019934 | 0.023047 | 0.024988 | 0.020429 | 0.020679 | 0.023838 | 0.025816 | 0.021192 | 0.022378 | 0.025651 | 0.027716 | 0.022934 | 0.023191 | 0.026505 | 0.028603 | 0.023766 | 0.02401 | 0.027363 | 0.029496 | 0.024606 | 0.024978 | 0.028341 | 0.030494 | 0.025598 | 0.025582 | 0.029064 | 0.031288 | 0.026217 | 0.026819 | 0.030247 | 0.032464 | 0.027485 | 0.028051 | 0.031431 | 0.033645 | 0.028746 | 0.029256 | 0.032608 | 0.034827 | 0.029982 | 0.030443 | 0.033775 | 0.036004 | 0.031198 | 0.031626 | 0.034953 | 0.037199 | 0.03241 | 0.032868 | 0.036177 | 0.038434 | 0.033683 | 0.033801 | 0.03709 | 0.039352 | 0.034639 | 0.034768 | 0.038031 | 0.040295 | 0.035629 | 0.035731 | 0.038975 | 0.041246 | 0.036617 | 0.036711 | 0.039935 | 0.042212 | 0.037621 | 0.037661 | 0.040862 | 0.043143 | 0.038594 | 0.038623 | 0.041802 | 0.044088 | 0.03958 | 0.039584 | 0.042742 | 0.045033 | 0.040565
Gen ($/Annual kWh) | 0 | 30-S20-SIC20Food&KindredProducts-AG_PUMP | All | Gen:0:30-S20-SIC20Food&KindredProducts-AG_PUMP:All | Pumps | 0.011152 | 0.027886 | 0.036507 | 0.011382 | 0.011932 | 0.030354 | 0.039848 | 0.012179 | 0.012516 | 0.032476 | 0.042766 | 0.012775 | 0.013533 | 0.035432 | 0.046723 | 0.013813 | 0.014058 | 0.037437 | 0.049495 | 0.014348 | 0.014609 | 0.038585 | 0.050948 | 0.014911 | 0.01516 | 0.03974 | 0.052413 | 0.015473 | 0.016378 | 0.042179 | 0.055474 | 0.016716 | 0.01698 | 0.043407 | 0.057023 | 0.017331 | 0.017587 | 0.044641 | 0.058578 | 0.017951 | 0.018306 | 0.045976 | 0.060227 | 0.018685 | 0.018753 | 0.047183 | 0.061826 | 0.01914 | 0.019673 | 0.048672 | 0.063603 | 0.02008 | 0.02059 | 0.050178 | 0.065407 | 0.021015 | 0.021487 | 0.051705 | 0.067255 | 0.02193 | 0.022369 | 0.053241 | 0.069122 | 0.022831 | 0.023249 | 0.054818 | 0.071054 | 0.023729 | 0.024173 | 0.056427 | 0.073011 | 0.024672 | 0.024865 | 0.057642 | 0.074493 | 0.025378 | 0.025581 | 0.058884 | 0.076003 | 0.026109 | 0.026295 | 0.060144 | 0.077541 | 0.026838 | 0.027022 | 0.061424 | 0.079103 | 0.027579 | 0.027725 | 0.062653 | 0.080599 | 0.028297 | 0.028438 | 0.063903 | 0.082123 | 0.029025 | 0.029151 | 0.065153 | 0.083646 | 0.029752
Gen ($/Annual kWh) | 0 | 30-S20-SIC20Food&KindredProducts-COMP_AIR | All | Gen:0:30-S20-SIC20Food&KindredProducts-COMP_AIR:All | Compressed Air | 0.015944 | 0.023104 | 0.026824 | 0.016275 | 0.01706 | 0.025115 | 0.029301 | 0.017414 | 0.017895 | 0.026828 | 0.031471 | 0.018266 | 0.019349 | 0.029244 | 0.034386 | 0.019751 | 0.020099 | 0.030859 | 0.036452 | 0.020516 | 0.020887 | 0.031825 | 0.03751 | 0.02132 | 0.021674 | 0.032797 | 0.038577 | 0.022124 | 0.023416 | 0.034849 | 0.040789 | 0.023902 | 0.024278 | 0.035885 | 0.041915 | 0.024782 | 0.025145 | 0.036927 | 0.043046 | 0.025667 | 0.026173 | 0.038065 | 0.04424 | 0.026716 | 0.026811 | 0.039057 | 0.045416 | 0.027367 | 0.028127 | 0.040347 | 0.046691 | 0.02871 | 0.029436 | 0.04165 | 0.047988 | 0.030047 | 0.030718 | 0.042965 | 0.049318 | 0.031355 | 0.03198 | 0.044283 | 0.050665 | 0.032643 | 0.033237 | 0.045633 | 0.052061 | 0.033926 | 0.034558 | 0.047014 | 0.053472 | 0.035274 | 0.035547 | 0.048057 | 0.054542 | 0.036284 | 0.036571 | 0.049125 | 0.055632 | 0.037329 | 0.037591 | 0.050206 | 0.056743 | 0.03837 | 0.03863 | 0.051304 | 0.057872 | 0.03943 | 0.039636 | 0.05236 | 0.058953 | 0.040457 | 0.040654 | 0.053433 | 0.060053 | 0.041496 | 0.041673 | 0.054506 | 0.061153 | 0.042536
Gen ($/Annual kWh) | 0 | 30-S20-SIC20Food&KindredProducts-COOL | All | Gen:0:30-S20-SIC20Food&KindredProducts-COOL:All | Space Cooling | 0.0063163 | 0.036579 | 0.052293 | 0.0064546 | 0.0067572 | 0.040018 | 0.057291 | 0.0069052 | 0.0070873 | 0.043049 | 0.061728 | 0.0072425 | 0.007666 | 0.047029 | 0.067474 | 0.0078339 | 0.0079618 | 0.049929 | 0.071731 | 0.0081362 | 0.0082729 | 0.051343 | 0.073716 | 0.0084541 | 0.0085841 | 0.05277 | 0.075721 | 0.008772 | 0.0092783 | 0.055654 | 0.079736 | 0.0094816 | 0.0096184 | 0.057158 | 0.081842 | 0.0098291 | 0.009961 | 0.058668 | 0.083957 | 0.010179 | 0.010367 | 0.060249 | 0.086145 | 0.010594 | 0.010619 | 0.061851 | 0.088448 | 0.010851 | 0.011138 | 0.063514 | 0.0907 | 0.011382 | 0.011654 | 0.065207 | 0.093001 | 0.011909 | 0.01216 | 0.066952 | 0.095386 | 0.012426 | 0.012658 | 0.068723 | 0.097814 | 0.012934 | 0.013154 | 0.070565 | 0.10035 | 0.013441 | 0.013675 | 0.072419 | 0.10289 | 0.013974 | 0.014065 | 0.073833 | 0.10484 | 0.014373 | 0.014469 | 0.075272 | 0.10681 | 0.014786 | 0.014872 | 0.076741 | 0.10883 | 0.015197 | 0.015282 | 0.078232 | 0.11088 | 0.015616 | 0.01568 | 0.079659 | 0.11284 | 0.016022 | 0.016082 | 0.081112 | 0.11484 | 0.016433 | 0.016484 | 0.082566 | 0.11683 | 0.016844
Gen ($/Annual kWh) | 0 | 30-S20-SIC20Food&KindredProducts-LIGHT | All | Gen:0:30-S20-SIC20Food&KindredProducts-LIGHT:All | Interior Lighting | 0.015031 | 0.025618 | 0.031261 | 0.015362 | 0.01608 | 0.027949 | 0.034271 | 0.016434 | 0.016865 | 0.029975 | 0.03695 | 0.017237 | 0.018243 | 0.032702 | 0.040392 | 0.018645 | 0.018947 | 0.034631 | 0.042967 | 0.019364 | 0.019687 | 0.035654 | 0.044144 | 0.02012 | 0.020427 | 0.036686 | 0.045333 | 0.020877 | 0.02208 | 0.038796 | 0.047694 | 0.022567 | 0.022889 | 0.03989 | 0.048941 | 0.023394 | 0.023704 | 0.040988 | 0.050194 | 0.024226 | 0.024669 | 0.042163 | 0.051484 | 0.025212 | 0.025269 | 0.043271 | 0.052862 | 0.025825 | 0.026503 | 0.044554 | 0.054179 | 0.027087 | 0.027732 | 0.045854 | 0.055526 | 0.028342 | 0.028935 | 0.047181 | 0.056925 | 0.029572 | 0.030119 | 0.048519 | 0.058352 | 0.030781 | 0.031298 | 0.049899 | 0.059845 | 0.031987 | 0.032538 | 0.0513 | 0.061339 | 0.033253 | 0.033467 | 0.052366 | 0.062483 | 0.034203 | 0.034428 | 0.053453 | 0.063643 | 0.035185 | 0.035387 | 0.054558 | 0.064832 | 0.036165 | 0.036362 | 0.055681 | 0.066039 | 0.037162 | 0.037307 | 0.056758 | 0.067192 | 0.038127 | 0.038264 | 0.057854 | 0.068366 | 0.039105 | 0.039221 | 0.058949 | 0.069541 | 0.040083
Gen ($/Annual kWh) | 0 | 30-S20-SIC20Food&KindredProducts-MOTOR | All | Gen:0:30-S20-SIC20Food&KindredProducts-MOTOR:All | Motors | 0.015944 | 0.023104 | 0.026824 | 0.016275 | 0.01706 | 0.025115 | 0.029301 | 0.017414 | 0.017895 | 0.026828 | 0.031471 | 0.018266 | 0.019349 | 0.029244 | 0.034386 | 0.019751 | 0.020099 | 0.030859 | 0.036452 | 0.020516 | 0.020887 | 0.031825 | 0.03751 | 0.02132 | 0.021674 | 0.032797 | 0.038577 | 0.022124 | 0.023416 | 0.034849 | 0.040789 | 0.023902 | 0.024278 | 0.035885 | 0.041915 | 0.024782 | 0.025145 | 0.036927 | 0.043046 | 0.025667 | 0.026173 | 0.038065 | 0.04424 | 0.026716 | 0.026811 | 0.039057 | 0.045416 | 0.027367 | 0.028127 | 0.040347 | 0.046691 | 0.02871 | 0.029436 | 0.04165 | 0.047988 | 0.030047 | 0.030718 | 0.042965 | 0.049318 | 0.031355 | 0.03198 | 0.044283 | 0.050665 | 0.032643 | 0.033237 | 0.045633 | 0.052061 | 0.033926 | 0.034558 | 0.047014 | 0.053472 | 0.035274 | 0.035547 | 0.048057 | 0.054542 | 0.036284 | 0.036571 | 0.049125 | 0.055632 | 0.037329 | 0.037591 | 0.050206 | 0.056743 | 0.03837 | 0.03863 | 0.051304 | 0.057872 | 0.03943 | 0.039636 | 0.05236 | 0.058953 | 0.040457 | 0.040654 | 0.053433 | 0.060053 | 0.041496 | 0.041673 | 0.054506 | 0.061153 | 0.042536
Gen ($/Annual kWh) | 0 | 30-S20-SIC20Food&KindredProducts-PROC_OTH | All | Gen:0:30-S20-SIC20Food&KindredProducts-PROC_OTH:All | Process | 0.015944 | 0.023104 | 0.026824 | 0.016275 | 0.01706 | 0.025115 | 0.029301 | 0.017414 | 0.017895 | 0.026828 | 0.031471 | 0.018266 | 0.019349 | 0.029244 | 0.034386 | 0.019751 | 0.020099 | 0.030859 | 0.036452 | 0.020516 | 0.020887 | 0.031825 | 0.03751 | 0.02132 | 0.021674 | 0.032797 | 0.038577 | 0.022124 | 0.023416 | 0.034849 | 0.040789 | 0.023902 | 0.024278 | 0.035885 | 0.041915 | 0.024782 | 0.025145 | 0.036927 | 0.043046 | 0.025667 | 0.026173 | 0.038065 | 0.04424 | 0.026716 | 0.026811 | 0.039057 | 0.045416 | 0.027367 | 0.028127 | 0.040347 | 0.046691 | 0.02871 | 0.029436 | 0.04165 | 0.047988 | 0.030047 | 0.030718 | 0.042965 | 0.049318 | 0.031355 | 0.03198 | 0.044283 | 0.050665 | 0.032643 | 0.033237 | 0.045633 | 0.052061 | 0.033926 | 0.034558 | 0.047014 | 0.053472 | 0.035274 | 0.035547 | 0.048057 | 0.054542 | 0.036284 | 0.036571 | 0.049125 | 0.055632 | 0.037329 | 0.037591 | 0.050206 | 0.056743 | 0.03837 | 0.03863 | 0.051304 | 0.057872 | 0.03943 | 0.039636 | 0.05236 | 0.058953 | 0.040457 | 0.040654 | 0.053433 | 0.060053 | 0.041496 | 0.041673 | 0.054506 | 0.061153 | 0.042536
Gen ($/Annual kWh) | 0 | 31-S26-SIC26Paper&AlliedProducts-AG_PUMP | All | Gen:0:31-S26-SIC26Paper&AlliedProducts-AG_PUMP:All | Pumps | 0.011152 | 0.027886 | 0.036507 | 0.011382 | 0.011932 | 0.030354 | 0.039848 | 0.012179 | 0.012516 | 0.032476 | 0.042766 | 0.012775 | 0.013533 | 0.035432 | 0.046723 | 0.013813 | 0.014058 | 0.037437 | 0.049495 | 0.014348 | 0.014609 | 0.038585 | 0.050948 | 0.014911 | 0.01516 | 0.03974 | 0.052413 | 0.015473 | 0.016378 | 0.042179 | 0.055474 | 0.016716 | 0.01698 | 0.043407 | 0.057023 | 0.017331 | 0.017587 | 0.044641 | 0.058578 | 0.017951 | 0.018306 | 0.045976 | 0.060227 | 0.018685 | 0.018753 | 0.047183 | 0.061826 | 0.01914 | 0.019673 | 0.048672 | 0.063603 | 0.02008 | 0.02059 | 0.050178 | 0.065407 | 0.021015 | 0.021487 | 0.051705 | 0.067255 | 0.02193 | 0.022369 | 0.053241 | 0.069122 | 0.022831 | 0.023249 | 0.054818 | 0.071054 | 0.023729 | 0.024173 | 0.056427 | 0.073011 | 0.024672 | 0.024865 | 0.057642 | 0.074493 | 0.025378 | 0.025581 | 0.058884 | 0.076003 | 0.026109 | 0.026295 | 0.060144 | 0.077541 | 0.026838 | 0.027022 | 0.061424 | 0.079103 | 0.027579 | 0.027725 | 0.062653 | 0.080599 | 0.028297 | 0.028438 | 0.063903 | 0.082123 | 0.029025 | 0.029151 | 0.065153 | 0.083646 | 0.029752
Gen ($/Annual kWh) | 0 | 31-S26-SIC26Paper&AlliedProducts-COMP_AIR | All | Gen:0:31-S26-SIC26Paper&AlliedProducts-COMP_AIR:All | Compressed Air | 0.015944 | 0.023104 | 0.026824 | 0.016275 | 0.01706 | 0.025115 | 0.029301 | 0.017414 | 0.017895 | 0.026828 | 0.031471 | 0.018266 | 0.019349 | 0.029244 | 0.034386 | 0.019751 | 0.020099 | 0.030859 | 0.036452 | 0.020516 | 0.020887 | 0.031825 | 0.03751 | 0.02132 | 0.021674 | 0.032797 | 0.038577 | 0.022124 | 0.023416 | 0.034849 | 0.040789 | 0.023902 | 0.024278 | 0.035885 | 0.041915 | 0.024782 | 0.025145 | 0.036927 | 0.043046 | 0.025667 | 0.026173 | 0.038065 | 0.04424 | 0.026716 | 0.026811 | 0.039057 | 0.045416 | 0.027367 | 0.028127 | 0.040347 | 0.046691 | 0.02871 | 0.029436 | 0.04165 | 0.047988 | 0.030047 | 0.030718 | 0.042965 | 0.049318 | 0.031355 | 0.03198 | 0.044283 | 0.050665 | 0.032643 | 0.033237 | 0.045633 | 0.052061 | 0.033926 | 0.034558 | 0.047014 | 0.053472 | 0.035274 | 0.035547 | 0.048057 | 0.054542 | 0.036284 | 0.036571 | 0.049125 | 0.055632 | 0.037329 | 0.037591 | 0.050206 | 0.056743 | 0.03837 | 0.03863 | 0.051304 | 0.057872 | 0.03943 | 0.039636 | 0.05236 | 0.058953 | 0.040457 | 0.040654 | 0.053433 | 0.060053 | 0.041496 | 0.041673 | 0.054506 | 0.061153 | 0.042536
Gen ($/Annual kWh) | 0 | 31-S26-SIC26Paper&AlliedProducts-COOL | All | Gen:0:31-S26-SIC26Paper&AlliedProducts-COOL:All | Space Cooling | 0.0063163 | 0.036579 | 0.052293 | 0.0064546 | 0.0067572 | 0.040018 | 0.057291 | 0.0069052 | 0.0070873 | 0.043049 | 0.061728 | 0.0072425 | 0.007666 | 0.047029 | 0.067474 | 0.0078339 | 0.0079618 | 0.049929 | 0.071731 | 0.0081362 | 0.0082729 | 0.051343 | 0.073716 | 0.0084541 | 0.0085841 | 0.05277 | 0.075721 | 0.008772 | 0.0092783 | 0.055654 | 0.079736 | 0.0094816 | 0.0096184 | 0.057158 | 0.081842 | 0.0098291 | 0.009961 | 0.058668 | 0.083957 | 0.010179 | 0.010367 | 0.060249 | 0.086145 | 0.010594 | 0.010619 | 0.061851 | 0.088448 | 0.010851 | 0.011138 | 0.063514 | 0.0907 | 0.011382 | 0.011654 | 0.065207 | 0.093001 | 0.011909 | 0.01216 | 0.066952 | 0.095386 | 0.012426 | 0.012658 | 0.068723 | 0.097814 | 0.012934 | 0.013154 | 0.070565 | 0.10035 | 0.013441 | 0.013675 | 0.072419 | 0.10289 | 0.013974 | 0.014065 | 0.073833 | 0.10484 | 0.014373 | 0.014469 | 0.075272 | 0.10681 | 0.014786 | 0.014872 | 0.076741 | 0.10883 | 0.015197 | 0.015282 | 0.078232 | 0.11088 | 0.015616 | 0.01568 | 0.079659 | 0.11284 | 0.016022 | 0.016082 | 0.081112 | 0.11484 | 0.016433 | 0.016484 | 0.082566 | 0.11683 | 0.016844
Gen ($/Annual kWh) | 0 | 31-S26-SIC26Paper&AlliedProducts-LIGHT | All | Gen:0:31-S26-SIC26Paper&AlliedProducts-LIGHT:All | Interior Lighting | 0.015031 | 0.025618 | 0.031261 | 0.015362 | 0.01608 | 0.027949 | 0.034271 | 0.016434 | 0.016865 | 0.029975 | 0.03695 | 0.017237 | 0.018243 | 0.032702 | 0.040392 | 0.018645 | 0.018947 | 0.034631 | 0.042967 | 0.019364 | 0.019687 | 0.035654 | 0.044144 | 0.02012 | 0.020427 | 0.036686 | 0.045333 | 0.020877 | 0.02208 | 0.038796 | 0.047694 | 0.022567 | 0.022889 | 0.03989 | 0.048941 | 0.023394 | 0.023704 | 0.040988 | 0.050194 | 0.024226 | 0.024669 | 0.042163 | 0.051484 | 0.025212 | 0.025269 | 0.043271 | 0.052862 | 0.025825 | 0.026503 | 0.044554 | 0.054179 | 0.027087 | 0.027732 | 0.045854 | 0.055526 | 0.028342 | 0.028935 | 0.047181 | 0.056925 | 0.029572 | 0.030119 | 0.048519 | 0.058352 | 0.030781 | 0.031298 | 0.049899 | 0.059845 | 0.031987 | 0.032538 | 0.0513 | 0.061339 | 0.033253 | 0.033467 | 0.052366 | 0.062483 | 0.034203 | 0.034428 | 0.053453 | 0.063643 | 0.035185 | 0.035387 | 0.054558 | 0.064832 | 0.036165 | 0.036362 | 0.055681 | 0.066039 | 0.037162 | 0.037307 | 0.056758 | 0.067192 | 0.038127 | 0.038264 | 0.057854 | 0.068366 | 0.039105 | 0.039221 | 0.058949 | 0.069541 | 0.040083
Gen ($/Annual kWh) | 0 | 31-S26-SIC26Paper&AlliedProducts-MOTOR | All | Gen:0:31-S26-SIC26Paper&AlliedProducts-MOTOR:All | Motors | 0.015944 | 0.023104 | 0.026824 | 0.016275 | 0.01706 | 0.025115 | 0.029301 | 0.017414 | 0.017895 | 0.026828 | 0.031471 | 0.018266 | 0.019349 | 0.029244 | 0.034386 | 0.019751 | 0.020099 | 0.030859 | 0.036452 | 0.020516 | 0.020887 | 0.031825 | 0.03751 | 0.02132 | 0.021674 | 0.032797 | 0.038577 | 0.022124 | 0.023416 | 0.034849 | 0.040789 | 0.023902 | 0.024278 | 0.035885 | 0.041915 | 0.024782 | 0.025145 | 0.036927 | 0.043046 | 0.025667 | 0.026173 | 0.038065 | 0.04424 | 0.026716 | 0.026811 | 0.039057 | 0.045416 | 0.027367 | 0.028127 | 0.040347 | 0.046691 | 0.02871 | 0.029436 | 0.04165 | 0.047988 | 0.030047 | 0.030718 | 0.042965 | 0.049318 | 0.031355 | 0.03198 | 0.044283 | 0.050665 | 0.032643 | 0.033237 | 0.045633 | 0.052061 | 0.033926 | 0.034558 | 0.047014 | 0.053472 | 0.035274 | 0.035547 | 0.048057 | 0.054542 | 0.036284 | 0.036571 | 0.049125 | 0.055632 | 0.037329 | 0.037591 | 0.050206 | 0.056743 | 0.03837 | 0.03863 | 0.051304 | 0.057872 | 0.03943 | 0.039636 | 0.05236 | 0.058953 | 0.040457 | 0.040654 | 0.053433 | 0.060053 | 0.041496 | 0.041673 | 0.054506 | 0.061153 | 0.042536
Gen ($/Annual kWh) | 0 | 31-S26-SIC26Paper&AlliedProducts-PROC_OTH | All | Gen:0:31-S26-SIC26Paper&AlliedProducts-PROC_OTH:All | Process | 0.015944 | 0.023104 | 0.026824 | 0.016275 | 0.01706 | 0.025115 | 0.029301 | 0.017414 | 0.017895 | 0.026828 | 0.031471 | 0.018266 | 0.019349 | 0.029244 | 0.034386 | 0.019751 | 0.020099 | 0.030859 | 0.036452 | 0.020516 | 0.020887 | 0.031825 | 0.03751 | 0.02132 | 0.021674 | 0.032797 | 0.038577 | 0.022124 | 0.023416 | 0.034849 | 0.040789 | 0.023902 | 0.024278 | 0.035885 | 0.041915 | 0.024782 | 0.025145 | 0.036927 | 0.043046 | 0.025667 | 0.026173 | 0.038065 | 0.04424 | 0.026716 | 0.026811 | 0.039057 | 0.045416 | 0.027367 | 0.028127 | 0.040347 | 0.046691 | 0.02871 | 0.029436 | 0.04165 | 0.047988 | 0.030047 | 0.030718 | 0.042965 | 0.049318 | 0.031355 | 0.03198 | 0.044283 | 0.050665 | 0.032643 | 0.033237 | 0.045633 | 0.052061 | 0.033926 | 0.034558 | 0.047014 | 0.053472 | 0.035274 | 0.035547 | 0.048057 | 0.054542 | 0.036284 | 0.036571 | 0.049125 | 0.055632 | 0.037329 | 0.037591 | 0.050206 | 0.056743 | 0.03837 | 0.03863 | 0.051304 | 0.057872 | 0.03943 | 0.039636 | 0.05236 | 0.058953 | 0.040457 | 0.040654 | 0.053433 | 0.060053 | 0.041496 | 0.041673 | 0.054506 | 0.061153 | 0.042536
Gen ($/Annual kWh) | 0 | 32-S28-SIC28Chemicals&AlliedProducts-AG_PUMP | All | Gen:0:32-S28-SIC28Chemicals&AlliedProducts-AG_PUMP:All | Pumps | 0.011152 | 0.027886 | 0.036507 | 0.011382 | 0.011932 | 0.030354 | 0.039848 | 0.012179 | 0.012516 | 0.032476 | 0.042766 | 0.012775 | 0.013533 | 0.035432 | 0.046723 | 0.013813 | 0.014058 | 0.037437 | 0.049495 | 0.014348 | 0.014609 | 0.038585 | 0.050948 | 0.014911 | 0.01516 | 0.03974 | 0.052413 | 0.015473 | 0.016378 | 0.042179 | 0.055474 | 0.016716 | 0.01698 | 0.043407 | 0.057023 | 0.017331 | 0.017587 | 0.044641 | 0.058578 | 0.017951 | 0.018306 | 0.045976 | 0.060227 | 0.018685 | 0.018753 | 0.047183 | 0.061826 | 0.01914 | 0.019673 | 0.048672 | 0.063603 | 0.02008 | 0.02059 | 0.050178 | 0.065407 | 0.021015 | 0.021487 | 0.051705 | 0.067255 | 0.02193 | 0.022369 | 0.053241 | 0.069122 | 0.022831 | 0.023249 | 0.054818 | 0.071054 | 0.023729 | 0.024173 | 0.056427 | 0.073011 | 0.024672 | 0.024865 | 0.057642 | 0.074493 | 0.025378 | 0.025581 | 0.058884 | 0.076003 | 0.026109 | 0.026295 | 0.060144 | 0.077541 | 0.026838 | 0.027022 | 0.061424 | 0.079103 | 0.027579 | 0.027725 | 0.062653 | 0.080599 | 0.028297 | 0.028438 | 0.063903 | 0.082123 | 0.029025 | 0.029151 | 0.065153 | 0.083646 | 0.029752
Gen ($/Annual kWh) | 0 | 32-S28-SIC28Chemicals&AlliedProducts-COMP_AIR | All | Gen:0:32-S28-SIC28Chemicals&AlliedProducts-COMP_AIR:All | Compressed Air | 0.015944 | 0.023104 | 0.026824 | 0.016275 | 0.01706 | 0.025115 | 0.029301 | 0.017414 | 0.017895 | 0.026828 | 0.031471 | 0.018266 | 0.019349 | 0.029244 | 0.034386 | 0.019751 | 0.020099 | 0.030859 | 0.036452 | 0.020516 | 0.020887 | 0.031825 | 0.03751 | 0.02132 | 0.021674 | 0.032797 | 0.038577 | 0.022124 | 0.023416 | 0.034849 | 0.040789 | 0.023902 | 0.024278 | 0.035885 | 0.041915 | 0.024782 | 0.025145 | 0.036927 | 0.043046 | 0.025667 | 0.026173 | 0.038065 | 0.04424 | 0.026716 | 0.026811 | 0.039057 | 0.045416 | 0.027367 | 0.028127 | 0.040347 | 0.046691 | 0.02871 | 0.029436 | 0.04165 | 0.047988 | 0.030047 | 0.030718 | 0.042965 | 0.049318 | 0.031355 | 0.03198 | 0.044283 | 0.050665 | 0.032643 | 0.033237 | 0.045633 | 0.052061 | 0.033926 | 0.034558 | 0.047014 | 0.053472 | 0.035274 | 0.035547 | 0.048057 | 0.054542 | 0.036284 | 0.036571 | 0.049125 | 0.055632 | 0.037329 | 0.037591 | 0.050206 | 0.056743 | 0.03837 | 0.03863 | 0.051304 | 0.057872 | 0.03943 | 0.039636 | 0.05236 | 0.058953 | 0.040457 | 0.040654 | 0.053433 | 0.060053 | 0.041496 | 0.041673 | 0.054506 | 0.061153 | 0.042536
Gen ($/Annual kWh) | 0 | 32-S28-SIC28Chemicals&AlliedProducts-COOL | All | Gen:0:32-S28-SIC28Chemicals&AlliedProducts-COOL:All | Space Cooling | 0.0063163 | 0.036579 | 0.052293 | 0.0064546 | 0.0067572 | 0.040018 | 0.057291 | 0.0069052 | 0.0070873 | 0.043049 | 0.061728 | 0.0072425 | 0.007666 | 0.047029 | 0.067474 | 0.0078339 | 0.0079618 | 0.049929 | 0.071731 | 0.0081362 | 0.0082729 | 0.051343 | 0.073716 | 0.0084541 | 0.0085841 | 0.05277 | 0.075721 | 0.008772 | 0.0092783 | 0.055654 | 0.079736 | 0.0094816 | 0.0096184 | 0.057158 | 0.081842 | 0.0098291 | 0.009961 | 0.058668 | 0.083957 | 0.010179 | 0.010367 | 0.060249 | 0.086145 | 0.010594 | 0.010619 | 0.061851 | 0.088448 | 0.010851 | 0.011138 | 0.063514 | 0.0907 | 0.011382 | 0.011654 | 0.065207 | 0.093001 | 0.011909 | 0.01216 | 0.066952 | 0.095386 | 0.012426 | 0.012658 | 0.068723 | 0.097814 | 0.012934 | 0.013154 | 0.070565 | 0.10035 | 0.013441 | 0.013675 | 0.072419 | 0.10289 | 0.013974 | 0.014065 | 0.073833 | 0.10484 | 0.014373 | 0.014469 | 0.075272 | 0.10681 | 0.014786 | 0.014872 | 0.076741 | 0.10883 | 0.015197 | 0.015282 | 0.078232 | 0.11088 | 0.015616 | 0.01568 | 0.079659 | 0.11284 | 0.016022 | 0.016082 | 0.081112 | 0.11484 | 0.016433 | 0.016484 | 0.082566 | 0.11683 | 0.016844
Gen ($/Annual kWh) | 0 | 32-S28-SIC28Chemicals&AlliedProducts-LIGHT | All | Gen:0:32-S28-SIC28Chemicals&AlliedProducts-LIGHT:All | Interior Lighting | 0.015031 | 0.025618 | 0.031261 | 0.015362 | 0.01608 | 0.027949 | 0.034271 | 0.016434 | 0.016865 | 0.029975 | 0.03695 | 0.017237 | 0.018243 | 0.032702 | 0.040392 | 0.018645 | 0.018947 | 0.034631 | 0.042967 | 0.019364 | 0.019687 | 0.035654 | 0.044144 | 0.02012 | 0.020427 | 0.036686 | 0.045333 | 0.020877 | 0.02208 | 0.038796 | 0.047694 | 0.022567 | 0.022889 | 0.03989 | 0.048941 | 0.023394 | 0.023704 | 0.040988 | 0.050194 | 0.024226 | 0.024669 | 0.042163 | 0.051484 | 0.025212 | 0.025269 | 0.043271 | 0.052862 | 0.025825 | 0.026503 | 0.044554 | 0.054179 | 0.027087 | 0.027732 | 0.045854 | 0.055526 | 0.028342 | 0.028935 | 0.047181 | 0.056925 | 0.029572 | 0.030119 | 0.048519 | 0.058352 | 0.030781 | 0.031298 | 0.049899 | 0.059845 | 0.031987 | 0.032538 | 0.0513 | 0.061339 | 0.033253 | 0.033467 | 0.052366 | 0.062483 | 0.034203 | 0.034428 | 0.053453 | 0.063643 | 0.035185 | 0.035387 | 0.054558 | 0.064832 | 0.036165 | 0.036362 | 0.055681 | 0.066039 | 0.037162 | 0.037307 | 0.056758 | 0.067192 | 0.038127 | 0.038264 | 0.057854 | 0.068366 | 0.039105 | 0.039221 | 0.058949 | 0.069541 | 0.040083
Gen ($/Annual kWh) | 0 | 32-S28-SIC28Chemicals&AlliedProducts-MOTOR | All | Gen:0:32-S28-SIC28Chemicals&AlliedProducts-MOTOR:All | Motors | 0.015944 | 0.023104 | 0.026824 | 0.016275 | 0.01706 | 0.025115 | 0.029301 | 0.017414 | 0.017895 | 0.026828 | 0.031471 | 0.018266 | 0.019349 | 0.029244 | 0.034386 | 0.019751 | 0.020099 | 0.030859 | 0.036452 | 0.020516 | 0.020887 | 0.031825 | 0.03751 | 0.02132 | 0.021674 | 0.032797 | 0.038577 | 0.022124 | 0.023416 | 0.034849 | 0.040789 | 0.023902 | 0.024278 | 0.035885 | 0.041915 | 0.024782 | 0.025145 | 0.036927 | 0.043046 | 0.025667 | 0.026173 | 0.038065 | 0.04424 | 0.026716 | 0.026811 | 0.039057 | 0.045416 | 0.027367 | 0.028127 | 0.040347 | 0.046691 | 0.02871 | 0.029436 | 0.04165 | 0.047988 | 0.030047 | 0.030718 | 0.042965 | 0.049318 | 0.031355 | 0.03198 | 0.044283 | 0.050665 | 0.032643 | 0.033237 | 0.045633 | 0.052061 | 0.033926 | 0.034558 | 0.047014 | 0.053472 | 0.035274 | 0.035547 | 0.048057 | 0.054542 | 0.036284 | 0.036571 | 0.049125 | 0.055632 | 0.037329 | 0.037591 | 0.050206 | 0.056743 | 0.03837 | 0.03863 | 0.051304 | 0.057872 | 0.03943 | 0.039636 | 0.05236 | 0.058953 | 0.040457 | 0.040654 | 0.053433 | 0.060053 | 0.041496 | 0.041673 | 0.054506 | 0.061153 | 0.042536
Gen ($/Annual kWh) | 0 | 32-S28-SIC28Chemicals&AlliedProducts-PROC_OTH | All | Gen:0:32-S28-SIC28Chemicals&AlliedProducts-PROC_OTH:All | Process | 0.015944 | 0.023104 | 0.026824 | 0.016275 | 0.01706 | 0.025115 | 0.029301 | 0.017414 | 0.017895 | 0.026828 | 0.031471 | 0.018266 | 0.019349 | 0.029244 | 0.034386 | 0.019751 | 0.020099 | 0.030859 | 0.036452 | 0.020516 | 0.020887 | 0.031825 | 0.03751 | 0.02132 | 0.021674 | 0.032797 | 0.038577 | 0.022124 | 0.023416 | 0.034849 | 0.040789 | 0.023902 | 0.024278 | 0.035885 | 0.041915 | 0.024782 | 0.025145 | 0.036927 | 0.043046 | 0.025667 | 0.026173 | 0.038065 | 0.04424 | 0.026716 | 0.026811 | 0.039057 | 0.045416 | 0.027367 | 0.028127 | 0.040347 | 0.046691 | 0.02871 | 0.029436 | 0.04165 | 0.047988 | 0.030047 | 0.030718 | 0.042965 | 0.049318 | 0.031355 | 0.03198 | 0.044283 | 0.050665 | 0.032643 | 0.033237 | 0.045633 | 0.052061 | 0.033926 | 0.034558 | 0.047014 | 0.053472 | 0.035274 | 0.035547 | 0.048057 | 0.054542 | 0.036284 | 0.036571 | 0.049125 | 0.055632 | 0.037329 | 0.037591 | 0.050206 | 0.056743 | 0.03837 | 0.03863 | 0.051304 | 0.057872 | 0.03943 | 0.039636 | 0.05236 | 0.058953 | 0.040457 | 0.040654 | 0.053433 | 0.060053 | 0.041496 | 0.041673 | 0.054506 | 0.061153 | 0.042536
Gen ($/Annual kWh) | 0 | 33-S29-SIC29Petroleum&CoalProducts-AG_PUMP | All | Gen:0:33-S29-SIC29Petroleum&CoalProducts-AG_PUMP:All | Pumps | 0.011152 | 0.027886 | 0.036507 | 0.011382 | 0.011932 | 0.030354 | 0.039848 | 0.012179 | 0.012516 | 0.032476 | 0.042766 | 0.012775 | 0.013533 | 0.035432 | 0.046723 | 0.013813 | 0.014058 | 0.037437 | 0.049495 | 0.014348 | 0.014609 | 0.038585 | 0.050948 | 0.014911 | 0.01516 | 0.03974 | 0.052413 | 0.015473 | 0.016378 | 0.042179 | 0.055474 | 0.016716 | 0.01698 | 0.043407 | 0.057023 | 0.017331 | 0.017587 | 0.044641 | 0.058578 | 0.017951 | 0.018306 | 0.045976 | 0.060227 | 0.018685 | 0.018753 | 0.047183 | 0.061826 | 0.01914 | 0.019673 | 0.048672 | 0.063603 | 0.02008 | 0.02059 | 0.050178 | 0.065407 | 0.021015 | 0.021487 | 0.051705 | 0.067255 | 0.02193 | 0.022369 | 0.053241 | 0.069122 | 0.022831 | 0.023249 | 0.054818 | 0.071054 | 0.023729 | 0.024173 | 0.056427 | 0.073011 | 0.024672 | 0.024865 | 0.057642 | 0.074493 | 0.025378 | 0.025581 | 0.058884 | 0.076003 | 0.026109 | 0.026295 | 0.060144 | 0.077541 | 0.026838 | 0.027022 | 0.061424 | 0.079103 | 0.027579 | 0.027725 | 0.062653 | 0.080599 | 0.028297 | 0.028438 | 0.063903 | 0.082123 | 0.029025 | 0.029151 | 0.065153 | 0.083646 | 0.029752
Gen ($/Annual kWh) | 0 | 33-S29-SIC29Petroleum&CoalProducts-COMP_AIR | All | Gen:0:33-S29-SIC29Petroleum&CoalProducts-COMP_AIR:All | Compressed Air | 0.015944 | 0.023104 | 0.026824 | 0.016275 | 0.01706 | 0.025115 | 0.029301 | 0.017414 | 0.017895 | 0.026828 | 0.031471 | 0.018266 | 0.019349 | 0.029244 | 0.034386 | 0.019751 | 0.020099 | 0.030859 | 0.036452 | 0.020516 | 0.020887 | 0.031825 | 0.03751 | 0.02132 | 0.021674 | 0.032797 | 0.038577 | 0.022124 | 0.023416 | 0.034849 | 0.040789 | 0.023902 | 0.024278 | 0.035885 | 0.041915 | 0.024782 | 0.025145 | 0.036927 | 0.043046 | 0.025667 | 0.026173 | 0.038065 | 0.04424 | 0.026716 | 0.026811 | 0.039057 | 0.045416 | 0.027367 | 0.028127 | 0.040347 | 0.046691 | 0.02871 | 0.029436 | 0.04165 | 0.047988 | 0.030047 | 0.030718 | 0.042965 | 0.049318 | 0.031355 | 0.03198 | 0.044283 | 0.050665 | 0.032643 | 0.033237 | 0.045633 | 0.052061 | 0.033926 | 0.034558 | 0.047014 | 0.053472 | 0.035274 | 0.035547 | 0.048057 | 0.054542 | 0.036284 | 0.036571 | 0.049125 | 0.055632 | 0.037329 | 0.037591 | 0.050206 | 0.056743 | 0.03837 | 0.03863 | 0.051304 | 0.057872 | 0.03943 | 0.039636 | 0.05236 | 0.058953 | 0.040457 | 0.040654 | 0.053433 | 0.060053 | 0.041496 | 0.041673 | 0.054506 | 0.061153 | 0.042536
Gen ($/Annual kWh) | 0 | 33-S29-SIC29Petroleum&CoalProducts-COOL | All | Gen:0:33-S29-SIC29Petroleum&CoalProducts-COOL:All | Space Cooling | 0.0063163 | 0.036579 | 0.052293 | 0.0064546 | 0.0067572 | 0.040018 | 0.057291 | 0.0069052 | 0.0070873 | 0.043049 | 0.061728 | 0.0072425 | 0.007666 | 0.047029 | 0.067474 | 0.0078339 | 0.0079618 | 0.049929 | 0.071731 | 0.0081362 | 0.0082729 | 0.051343 | 0.073716 | 0.0084541 | 0.0085841 | 0.05277 | 0.075721 | 0.008772 | 0.0092783 | 0.055654 | 0.079736 | 0.0094816 | 0.0096184 | 0.057158 | 0.081842 | 0.0098291 | 0.009961 | 0.058668 | 0.083957 | 0.010179 | 0.010367 | 0.060249 | 0.086145 | 0.010594 | 0.010619 | 0.061851 | 0.088448 | 0.010851 | 0.011138 | 0.063514 | 0.0907 | 0.011382 | 0.011654 | 0.065207 | 0.093001 | 0.011909 | 0.01216 | 0.066952 | 0.095386 | 0.012426 | 0.012658 | 0.068723 | 0.097814 | 0.012934 | 0.013154 | 0.070565 | 0.10035 | 0.013441 | 0.013675 | 0.072419 | 0.10289 | 0.013974 | 0.014065 | 0.073833 | 0.10484 | 0.014373 | 0.014469 | 0.075272 | 0.10681 | 0.014786 | 0.014872 | 0.076741 | 0.10883 | 0.015197 | 0.015282 | 0.078232 | 0.11088 | 0.015616 | 0.01568 | 0.079659 | 0.11284 | 0.016022 | 0.016082 | 0.081112 | 0.11484 | 0.016433 | 0.016484 | 0.082566 | 0.11683 | 0.016844
Gen ($/Annual kWh) | 0 | 33-S29-SIC29Petroleum&CoalProducts-LIGHT | All | Gen:0:33-S29-SIC29Petroleum&CoalProducts-LIGHT:All | Interior Lighting | 0.015031 | 0.025618 | 0.031261 | 0.015362 | 0.01608 | 0.027949 | 0.034271 | 0.016434 | 0.016865 | 0.029975 | 0.03695 | 0.017237 | 0.018243 | 0.032702 | 0.040392 | 0.018645 | 0.018947 | 0.034631 | 0.042967 | 0.019364 | 0.019687 | 0.035654 | 0.044144 | 0.02012 | 0.020427 | 0.036686 | 0.045333 | 0.020877 | 0.02208 | 0.038796 | 0.047694 | 0.022567 | 0.022889 | 0.03989 | 0.048941 | 0.023394 | 0.023704 | 0.040988 | 0.050194 | 0.024226 | 0.024669 | 0.042163 | 0.051484 | 0.025212 | 0.025269 | 0.043271 | 0.052862 | 0.025825 | 0.026503 | 0.044554 | 0.054179 | 0.027087 | 0.027732 | 0.045854 | 0.055526 | 0.028342 | 0.028935 | 0.047181 | 0.056925 | 0.029572 | 0.030119 | 0.048519 | 0.058352 | 0.030781 | 0.031298 | 0.049899 | 0.059845 | 0.031987 | 0.032538 | 0.0513 | 0.061339 | 0.033253 | 0.033467 | 0.052366 | 0.062483 | 0.034203 | 0.034428 | 0.053453 | 0.063643 | 0.035185 | 0.035387 | 0.054558 | 0.064832 | 0.036165 | 0.036362 | 0.055681 | 0.066039 | 0.037162 | 0.037307 | 0.056758 | 0.067192 | 0.038127 | 0.038264 | 0.057854 | 0.068366 | 0.039105 | 0.039221 | 0.058949 | 0.069541 | 0.040083
Gen ($/Annual kWh) | 0 | 33-S29-SIC29Petroleum&CoalProducts-MOTOR | All | Gen:0:33-S29-SIC29Petroleum&CoalProducts-MOTOR:All | Motors | 0.015944 | 0.023104 | 0.026824 | 0.016275 | 0.01706 | 0.025115 | 0.029301 | 0.017414 | 0.017895 | 0.026828 | 0.031471 | 0.018266 | 0.019349 | 0.029244 | 0.034386 | 0.019751 | 0.020099 | 0.030859 | 0.036452 | 0.020516 | 0.020887 | 0.031825 | 0.03751 | 0.02132 | 0.021674 | 0.032797 | 0.038577 | 0.022124 | 0.023416 | 0.034849 | 0.040789 | 0.023902 | 0.024278 | 0.035885 | 0.041915 | 0.024782 | 0.025145 | 0.036927 | 0.043046 | 0.025667 | 0.026173 | 0.038065 | 0.04424 | 0.026716 | 0.026811 | 0.039057 | 0.045416 | 0.027367 | 0.028127 | 0.040347 | 0.046691 | 0.02871 | 0.029436 | 0.04165 | 0.047988 | 0.030047 | 0.030718 | 0.042965 | 0.049318 | 0.031355 | 0.03198 | 0.044283 | 0.050665 | 0.032643 | 0.033237 | 0.045633 | 0.052061 | 0.033926 | 0.034558 | 0.047014 | 0.053472 | 0.035274 | 0.035547 | 0.048057 | 0.054542 | 0.036284 | 0.036571 | 0.049125 | 0.055632 | 0.037329 | 0.037591 | 0.050206 | 0.056743 | 0.03837 | 0.03863 | 0.051304 | 0.057872 | 0.03943 | 0.039636 | 0.05236 | 0.058953 | 0.040457 | 0.040654 | 0.053433 | 0.060053 | 0.041496 | 0.041673 | 0.054506 | 0.061153 | 0.042536
Gen ($/Annual kWh) | 0 | 33-S29-SIC29Petroleum&CoalProducts-PROC_OTH | All | Gen:0:33-S29-SIC29Petroleum&CoalProducts-PROC_OTH:All | Process | 0.015944 | 0.023104 | 0.026824 | 0.016275 | 0.01706 | 0.025115 | 0.029301 | 0.017414 | 0.017895 | 0.026828 | 0.031471 | 0.018266 | 0.019349 | 0.029244 | 0.034386 | 0.019751 | 0.020099 | 0.030859 | 0.036452 | 0.020516 | 0.020887 | 0.031825 | 0.03751 | 0.02132 | 0.021674 | 0.032797 | 0.038577 | 0.022124 | 0.023416 | 0.034849 | 0.040789 | 0.023902 | 0.024278 | 0.035885 | 0.041915 | 0.024782 | 0.025145 | 0.036927 | 0.043046 | 0.025667 | 0.026173 | 0.038065 | 0.04424 | 0.026716 | 0.026811 | 0.039057 | 0.045416 | 0.027367 | 0.028127 | 0.040347 | 0.046691 | 0.02871 | 0.029436 | 0.04165 | 0.047988 | 0.030047 | 0.030718 | 0.042965 | 0.049318 | 0.031355 | 0.03198 | 0.044283 | 0.050665 | 0.032643 | 0.033237 | 0.045633 | 0.052061 | 0.033926 | 0.034558 | 0.047014 | 0.053472 | 0.035274 | 0.035547 | 0.048057 | 0.054542 | 0.036284 | 0.036571 | 0.049125 | 0.055632 | 0.037329 | 0.037591 | 0.050206 | 0.056743 | 0.03837 | 0.03863 | 0.051304 | 0.057872 | 0.03943 | 0.039636 | 0.05236 | 0.058953 | 0.040457 | 0.040654 | 0.053433 | 0.060053 | 0.041496 | 0.041673 | 0.054506 | 0.061153 | 0.042536
Gen ($/Annual kWh) | 0 | 34-S33-SIC33Metals-AG_PUMP | All | Gen:0:34-S33-SIC33Metals-AG_PUMP:All | Pumps | 0.011152 | 0.027886 | 0.036507 | 0.011382 | 0.011932 | 0.030354 | 0.039848 | 0.012179 | 0.012516 | 0.032476 | 0.042766 | 0.012775 | 0.013533 | 0.035432 | 0.046723 | 0.013813 | 0.014058 | 0.037437 | 0.049495 | 0.014348 | 0.014609 | 0.038585 | 0.050948 | 0.014911 | 0.01516 | 0.03974 | 0.052413 | 0.015473 | 0.016378 | 0.042179 | 0.055474 | 0.016716 | 0.01698 | 0.043407 | 0.057023 | 0.017331 | 0.017587 | 0.044641 | 0.058578 | 0.017951 | 0.018306 | 0.045976 | 0.060227 | 0.018685 | 0.018753 | 0.047183 | 0.061826 | 0.01914 | 0.019673 | 0.048672 | 0.063603 | 0.02008 | 0.02059 | 0.050178 | 0.065407 | 0.021015 | 0.021487 | 0.051705 | 0.067255 | 0.02193 | 0.022369 | 0.053241 | 0.069122 | 0.022831 | 0.023249 | 0.054818 | 0.071054 | 0.023729 | 0.024173 | 0.056427 | 0.073011 | 0.024672 | 0.024865 | 0.057642 | 0.074493 | 0.025378 | 0.025581 | 0.058884 | 0.076003 | 0.026109 | 0.026295 | 0.060144 | 0.077541 | 0.026838 | 0.027022 | 0.061424 | 0.079103 | 0.027579 | 0.027725 | 0.062653 | 0.080599 | 0.028297 | 0.028438 | 0.063903 | 0.082123 | 0.029025 | 0.029151 | 0.065153 | 0.083646 | 0.029752
Gen ($/Annual kWh) | 0 | 34-S33-SIC33Metals-COMP_AIR | All | Gen:0:34-S33-SIC33Metals-COMP_AIR:All | Compressed Air | 0.015944 | 0.023104 | 0.026824 | 0.016275 | 0.01706 | 0.025115 | 0.029301 | 0.017414 | 0.017895 | 0.026828 | 0.031471 | 0.018266 | 0.019349 | 0.029244 | 0.034386 | 0.019751 | 0.020099 | 0.030859 | 0.036452 | 0.020516 | 0.020887 | 0.031825 | 0.03751 | 0.02132 | 0.021674 | 0.032797 | 0.038577 | 0.022124 | 0.023416 | 0.034849 | 0.040789 | 0.023902 | 0.024278 | 0.035885 | 0.041915 | 0.024782 | 0.025145 | 0.036927 | 0.043046 | 0.025667 | 0.026173 | 0.038065 | 0.04424 | 0.026716 | 0.026811 | 0.039057 | 0.045416 | 0.027367 | 0.028127 | 0.040347 | 0.046691 | 0.02871 | 0.029436 | 0.04165 | 0.047988 | 0.030047 | 0.030718 | 0.042965 | 0.049318 | 0.031355 | 0.03198 | 0.044283 | 0.050665 | 0.032643 | 0.033237 | 0.045633 | 0.052061 | 0.033926 | 0.034558 | 0.047014 | 0.053472 | 0.035274 | 0.035547 | 0.048057 | 0.054542 | 0.036284 | 0.036571 | 0.049125 | 0.055632 | 0.037329 | 0.037591 | 0.050206 | 0.056743 | 0.03837 | 0.03863 | 0.051304 | 0.057872 | 0.03943 | 0.039636 | 0.05236 | 0.058953 | 0.040457 | 0.040654 | 0.053433 | 0.060053 | 0.041496 | 0.041673 | 0.054506 | 0.061153 | 0.042536
Gen ($/Annual kWh) | 0 | 34-S33-SIC33Metals-COOL | All | Gen:0:34-S33-SIC33Metals-COOL:All | Space Cooling | 0.0063163 | 0.036579 | 0.052293 | 0.0064546 | 0.0067572 | 0.040018 | 0.057291 | 0.0069052 | 0.0070873 | 0.043049 | 0.061728 | 0.0072425 | 0.007666 | 0.047029 | 0.067474 | 0.0078339 | 0.0079618 | 0.049929 | 0.071731 | 0.0081362 | 0.0082729 | 0.051343 | 0.073716 | 0.0084541 | 0.0085841 | 0.05277 | 0.075721 | 0.008772 | 0.0092783 | 0.055654 | 0.079736 | 0.0094816 | 0.0096184 | 0.057158 | 0.081842 | 0.0098291 | 0.009961 | 0.058668 | 0.083957 | 0.010179 | 0.010367 | 0.060249 | 0.086145 | 0.010594 | 0.010619 | 0.061851 | 0.088448 | 0.010851 | 0.011138 | 0.063514 | 0.0907 | 0.011382 | 0.011654 | 0.065207 | 0.093001 | 0.011909 | 0.01216 | 0.066952 | 0.095386 | 0.012426 | 0.012658 | 0.068723 | 0.097814 | 0.012934 | 0.013154 | 0.070565 | 0.10035 | 0.013441 | 0.013675 | 0.072419 | 0.10289 | 0.013974 | 0.014065 | 0.073833 | 0.10484 | 0.014373 | 0.014469 | 0.075272 | 0.10681 | 0.014786 | 0.014872 | 0.076741 | 0.10883 | 0.015197 | 0.015282 | 0.078232 | 0.11088 | 0.015616 | 0.01568 | 0.079659 | 0.11284 | 0.016022 | 0.016082 | 0.081112 | 0.11484 | 0.016433 | 0.016484 | 0.082566 | 0.11683 | 0.016844
Gen ($/Annual kWh) | 0 | 34-S33-SIC33Metals-LIGHT | All | Gen:0:34-S33-SIC33Metals-LIGHT:All | Interior Lighting | 0.015031 | 0.025618 | 0.031261 | 0.015362 | 0.01608 | 0.027949 | 0.034271 | 0.016434 | 0.016865 | 0.029975 | 0.03695 | 0.017237 | 0.018243 | 0.032702 | 0.040392 | 0.018645 | 0.018947 | 0.034631 | 0.042967 | 0.019364 | 0.019687 | 0.035654 | 0.044144 | 0.02012 | 0.020427 | 0.036686 | 0.045333 | 0.020877 | 0.02208 | 0.038796 | 0.047694 | 0.022567 | 0.022889 | 0.03989 | 0.048941 | 0.023394 | 0.023704 | 0.040988 | 0.050194 | 0.024226 | 0.024669 | 0.042163 | 0.051484 | 0.025212 | 0.025269 | 0.043271 | 0.052862 | 0.025825 | 0.026503 | 0.044554 | 0.054179 | 0.027087 | 0.027732 | 0.045854 | 0.055526 | 0.028342 | 0.028935 | 0.047181 | 0.056925 | 0.029572 | 0.030119 | 0.048519 | 0.058352 | 0.030781 | 0.031298 | 0.049899 | 0.059845 | 0.031987 | 0.032538 | 0.0513 | 0.061339 | 0.033253 | 0.033467 | 0.052366 | 0.062483 | 0.034203 | 0.034428 | 0.053453 | 0.063643 | 0.035185 | 0.035387 | 0.054558 | 0.064832 | 0.036165 | 0.036362 | 0.055681 | 0.066039 | 0.037162 | 0.037307 | 0.056758 | 0.067192 | 0.038127 | 0.038264 | 0.057854 | 0.068366 | 0.039105 | 0.039221 | 0.058949 | 0.069541 | 0.040083
Gen ($/Annual kWh) | 0 | 34-S33-SIC33Metals-MOTOR | All | Gen:0:34-S33-SIC33Metals-MOTOR:All | Motors | 0.015944 | 0.023104 | 0.026824 | 0.016275 | 0.01706 | 0.025115 | 0.029301 | 0.017414 | 0.017895 | 0.026828 | 0.031471 | 0.018266 | 0.019349 | 0.029244 | 0.034386 | 0.019751 | 0.020099 | 0.030859 | 0.036452 | 0.020516 | 0.020887 | 0.031825 | 0.03751 | 0.02132 | 0.021674 | 0.032797 | 0.038577 | 0.022124 | 0.023416 | 0.034849 | 0.040789 | 0.023902 | 0.024278 | 0.035885 | 0.041915 | 0.024782 | 0.025145 | 0.036927 | 0.043046 | 0.025667 | 0.026173 | 0.038065 | 0.04424 | 0.026716 | 0.026811 | 0.039057 | 0.045416 | 0.027367 | 0.028127 | 0.040347 | 0.046691 | 0.02871 | 0.029436 | 0.04165 | 0.047988 | 0.030047 | 0.030718 | 0.042965 | 0.049318 | 0.031355 | 0.03198 | 0.044283 | 0.050665 | 0.032643 | 0.033237 | 0.045633 | 0.052061 | 0.033926 | 0.034558 | 0.047014 | 0.053472 | 0.035274 | 0.035547 | 0.048057 | 0.054542 | 0.036284 | 0.036571 | 0.049125 | 0.055632 | 0.037329 | 0.037591 | 0.050206 | 0.056743 | 0.03837 | 0.03863 | 0.051304 | 0.057872 | 0.03943 | 0.039636 | 0.05236 | 0.058953 | 0.040457 | 0.040654 | 0.053433 | 0.060053 | 0.041496 | 0.041673 | 0.054506 | 0.061153 | 0.042536
Gen ($/Annual kWh) | 0 | 34-S33-SIC33Metals-PROC_OTH | All | Gen:0:34-S33-SIC33Metals-PROC_OTH:All | Process | 0.015944 | 0.023104 | 0.026824 | 0.016275 | 0.01706 | 0.025115 | 0.029301 | 0.017414 | 0.017895 | 0.026828 | 0.031471 | 0.018266 | 0.019349 | 0.029244 | 0.034386 | 0.019751 | 0.020099 | 0.030859 | 0.036452 | 0.020516 | 0.020887 | 0.031825 | 0.03751 | 0.02132 | 0.021674 | 0.032797 | 0.038577 | 0.022124 | 0.023416 | 0.034849 | 0.040789 | 0.023902 | 0.024278 | 0.035885 | 0.041915 | 0.024782 | 0.025145 | 0.036927 | 0.043046 | 0.025667 | 0.026173 | 0.038065 | 0.04424 | 0.026716 | 0.026811 | 0.039057 | 0.045416 | 0.027367 | 0.028127 | 0.040347 | 0.046691 | 0.02871 | 0.029436 | 0.04165 | 0.047988 | 0.030047 | 0.030718 | 0.042965 | 0.049318 | 0.031355 | 0.03198 | 0.044283 | 0.050665 | 0.032643 | 0.033237 | 0.045633 | 0.052061 | 0.033926 | 0.034558 | 0.047014 | 0.053472 | 0.035274 | 0.035547 | 0.048057 | 0.054542 | 0.036284 | 0.036571 | 0.049125 | 0.055632 | 0.037329 | 0.037591 | 0.050206 | 0.056743 | 0.03837 | 0.03863 | 0.051304 | 0.057872 | 0.03943 | 0.039636 | 0.05236 | 0.058953 | 0.040457 | 0.040654 | 0.053433 | 0.060053 | 0.041496 | 0.041673 | 0.054506 | 0.061153 | 0.042536
Gen ($/Annual kWh) | 0 | 35-OTI-OtherIndustrial-AG_PUMP | All | Gen:0:35-OTI-OtherIndustrial-AG_PUMP:All | Pumps | 0.011152 | 0.027886 | 0.036507 | 0.011382 | 0.011932 | 0.030354 | 0.039848 | 0.012179 | 0.012516 | 0.032476 | 0.042766 | 0.012775 | 0.013533 | 0.035432 | 0.046723 | 0.013813 | 0.014058 | 0.037437 | 0.049495 | 0.014348 | 0.014609 | 0.038585 | 0.050948 | 0.014911 | 0.01516 | 0.03974 | 0.052413 | 0.015473 | 0.016378 | 0.042179 | 0.055474 | 0.016716 | 0.01698 | 0.043407 | 0.057023 | 0.017331 | 0.017587 | 0.044641 | 0.058578 | 0.017951 | 0.018306 | 0.045976 | 0.060227 | 0.018685 | 0.018753 | 0.047183 | 0.061826 | 0.01914 | 0.019673 | 0.048672 | 0.063603 | 0.02008 | 0.02059 | 0.050178 | 0.065407 | 0.021015 | 0.021487 | 0.051705 | 0.067255 | 0.02193 | 0.022369 | 0.053241 | 0.069122 | 0.022831 | 0.023249 | 0.054818 | 0.071054 | 0.023729 | 0.024173 | 0.056427 | 0.073011 | 0.024672 | 0.024865 | 0.057642 | 0.074493 | 0.025378 | 0.025581 | 0.058884 | 0.076003 | 0.026109 | 0.026295 | 0.060144 | 0.077541 | 0.026838 | 0.027022 | 0.061424 | 0.079103 | 0.027579 | 0.027725 | 0.062653 | 0.080599 | 0.028297 | 0.028438 | 0.063903 | 0.082123 | 0.029025 | 0.029151 | 0.065153 | 0.083646 | 0.029752
Gen ($/Annual kWh) | 0 | 35-OTI-OtherIndustrial-COMP_AIR | All | Gen:0:35-OTI-OtherIndustrial-COMP_AIR:All | Compressed Air | 0.015944 | 0.023104 | 0.026824 | 0.016275 | 0.01706 | 0.025115 | 0.029301 | 0.017414 | 0.017895 | 0.026828 | 0.031471 | 0.018266 | 0.019349 | 0.029244 | 0.034386 | 0.019751 | 0.020099 | 0.030859 | 0.036452 | 0.020516 | 0.020887 | 0.031825 | 0.03751 | 0.02132 | 0.021674 | 0.032797 | 0.038577 | 0.022124 | 0.023416 | 0.034849 | 0.040789 | 0.023902 | 0.024278 | 0.035885 | 0.041915 | 0.024782 | 0.025145 | 0.036927 | 0.043046 | 0.025667 | 0.026173 | 0.038065 | 0.04424 | 0.026716 | 0.026811 | 0.039057 | 0.045416 | 0.027367 | 0.028127 | 0.040347 | 0.046691 | 0.02871 | 0.029436 | 0.04165 | 0.047988 | 0.030047 | 0.030718 | 0.042965 | 0.049318 | 0.031355 | 0.03198 | 0.044283 | 0.050665 | 0.032643 | 0.033237 | 0.045633 | 0.052061 | 0.033926 | 0.034558 | 0.047014 | 0.053472 | 0.035274 | 0.035547 | 0.048057 | 0.054542 | 0.036284 | 0.036571 | 0.049125 | 0.055632 | 0.037329 | 0.037591 | 0.050206 | 0.056743 | 0.03837 | 0.03863 | 0.051304 | 0.057872 | 0.03943 | 0.039636 | 0.05236 | 0.058953 | 0.040457 | 0.040654 | 0.053433 | 0.060053 | 0.041496 | 0.041673 | 0.054506 | 0.061153 | 0.042536
Gen ($/Annual kWh) | 0 | 35-OTI-OtherIndustrial-COOL | All | Gen:0:35-OTI-OtherIndustrial-COOL:All | Space Cooling | 0.0063163 | 0.036579 | 0.052293 | 0.0064546 | 0.0067572 | 0.040018 | 0.057291 | 0.0069052 | 0.0070873 | 0.043049 | 0.061728 | 0.0072425 | 0.007666 | 0.047029 | 0.067474 | 0.0078339 | 0.0079618 | 0.049929 | 0.071731 | 0.0081362 | 0.0082729 | 0.051343 | 0.073716 | 0.0084541 | 0.0085841 | 0.05277 | 0.075721 | 0.008772 | 0.0092783 | 0.055654 | 0.079736 | 0.0094816 | 0.0096184 | 0.057158 | 0.081842 | 0.0098291 | 0.009961 | 0.058668 | 0.083957 | 0.010179 | 0.010367 | 0.060249 | 0.086145 | 0.010594 | 0.010619 | 0.061851 | 0.088448 | 0.010851 | 0.011138 | 0.063514 | 0.0907 | 0.011382 | 0.011654 | 0.065207 | 0.093001 | 0.011909 | 0.01216 | 0.066952 | 0.095386 | 0.012426 | 0.012658 | 0.068723 | 0.097814 | 0.012934 | 0.013154 | 0.070565 | 0.10035 | 0.013441 | 0.013675 | 0.072419 | 0.10289 | 0.013974 | 0.014065 | 0.073833 | 0.10484 | 0.014373 | 0.014469 | 0.075272 | 0.10681 | 0.014786 | 0.014872 | 0.076741 | 0.10883 | 0.015197 | 0.015282 | 0.078232 | 0.11088 | 0.015616 | 0.01568 | 0.079659 | 0.11284 | 0.016022 | 0.016082 | 0.081112 | 0.11484 | 0.016433 | 0.016484 | 0.082566 | 0.11683 | 0.016844
Gen ($/Annual kWh) | 0 | 35-OTI-OtherIndustrial-LIGHT | All | Gen:0:35-OTI-OtherIndustrial-LIGHT:All | Interior Lighting | 0.015031 | 0.025618 | 0.031261 | 0.015362 | 0.01608 | 0.027949 | 0.034271 | 0.016434 | 0.016865 | 0.029975 | 0.03695 | 0.017237 | 0.018243 | 0.032702 | 0.040392 | 0.018645 | 0.018947 | 0.034631 | 0.042967 | 0.019364 | 0.019687 | 0.035654 | 0.044144 | 0.02012 | 0.020427 | 0.036686 | 0.045333 | 0.020877 | 0.02208 | 0.038796 | 0.047694 | 0.022567 | 0.022889 | 0.03989 | 0.048941 | 0.023394 | 0.023704 | 0.040988 | 0.050194 | 0.024226 | 0.024669 | 0.042163 | 0.051484 | 0.025212 | 0.025269 | 0.043271 | 0.052862 | 0.025825 | 0.026503 | 0.044554 | 0.054179 | 0.027087 | 0.027732 | 0.045854 | 0.055526 | 0.028342 | 0.028935 | 0.047181 | 0.056925 | 0.029572 | 0.030119 | 0.048519 | 0.058352 | 0.030781 | 0.031298 | 0.049899 | 0.059845 | 0.031987 | 0.032538 | 0.0513 | 0.061339 | 0.033253 | 0.033467 | 0.052366 | 0.062483 | 0.034203 | 0.034428 | 0.053453 | 0.063643 | 0.035185 | 0.035387 | 0.054558 | 0.064832 | 0.036165 | 0.036362 | 0.055681 | 0.066039 | 0.037162 | 0.037307 | 0.056758 | 0.067192 | 0.038127 | 0.038264 | 0.057854 | 0.068366 | 0.039105 | 0.039221 | 0.058949 | 0.069541 | 0.040083
Gen ($/Annual kWh) | 0 | 35-OTI-OtherIndustrial-MOTOR | All | Gen:0:35-OTI-OtherIndustrial-MOTOR:All | Motors | 0.015944 | 0.023104 | 0.026824 | 0.016275 | 0.01706 | 0.025115 | 0.029301 | 0.017414 | 0.017895 | 0.026828 | 0.031471 | 0.018266 | 0.019349 | 0.029244 | 0.034386 | 0.019751 | 0.020099 | 0.030859 | 0.036452 | 0.020516 | 0.020887 | 0.031825 | 0.03751 | 0.02132 | 0.021674 | 0.032797 | 0.038577 | 0.022124 | 0.023416 | 0.034849 | 0.040789 | 0.023902 | 0.024278 | 0.035885 | 0.041915 | 0.024782 | 0.025145 | 0.036927 | 0.043046 | 0.025667 | 0.026173 | 0.038065 | 0.04424 | 0.026716 | 0.026811 | 0.039057 | 0.045416 | 0.027367 | 0.028127 | 0.040347 | 0.046691 | 0.02871 | 0.029436 | 0.04165 | 0.047988 | 0.030047 | 0.030718 | 0.042965 | 0.049318 | 0.031355 | 0.03198 | 0.044283 | 0.050665 | 0.032643 | 0.033237 | 0.045633 | 0.052061 | 0.033926 | 0.034558 | 0.047014 | 0.053472 | 0.035274 | 0.035547 | 0.048057 | 0.054542 | 0.036284 | 0.036571 | 0.049125 | 0.055632 | 0.037329 | 0.037591 | 0.050206 | 0.056743 | 0.03837 | 0.03863 | 0.051304 | 0.057872 | 0.03943 | 0.039636 | 0.05236 | 0.058953 | 0.040457 | 0.040654 | 0.053433 | 0.060053 | 0.041496 | 0.041673 | 0.054506 | 0.061153 | 0.042536
Gen ($/Annual kWh) | 0 | 35-OTI-OtherIndustrial-PROC_OTH | All | Gen:0:35-OTI-OtherIndustrial-PROC_OTH:All | Process | 0.015944 | 0.023104 | 0.026824 | 0.016275 | 0.01706 | 0.025115 | 0.029301 | 0.017414 | 0.017895 | 0.026828 | 0.031471 | 0.018266 | 0.019349 | 0.029244 | 0.034386 | 0.019751 | 0.020099 | 0.030859 | 0.036452 | 0.020516 | 0.020887 | 0.031825 | 0.03751 | 0.02132 | 0.021674 | 0.032797 | 0.038577 | 0.022124 | 0.023416 | 0.034849 | 0.040789 | 0.023902 | 0.024278 | 0.035885 | 0.041915 | 0.024782 | 0.025145 | 0.036927 | 0.043046 | 0.025667 | 0.026173 | 0.038065 | 0.04424 | 0.026716 | 0.026811 | 0.039057 | 0.045416 | 0.027367 | 0.028127 | 0.040347 | 0.046691 | 0.02871 | 0.029436 | 0.04165 | 0.047988 | 0.030047 | 0.030718 | 0.042965 | 0.049318 | 0.031355 | 0.03198 | 0.044283 | 0.050665 | 0.032643 | 0.033237 | 0.045633 | 0.052061 | 0.033926 | 0.034558 | 0.047014 | 0.053472 | 0.035274 | 0.035547 | 0.048057 | 0.054542 | 0.036284 | 0.036571 | 0.049125 | 0.055632 | 0.037329 | 0.037591 | 0.050206 | 0.056743 | 0.03837 | 0.03863 | 0.051304 | 0.057872 | 0.03943 | 0.039636 | 0.05236 | 0.058953 | 0.040457 | 0.040654 | 0.053433 | 0.060053 | 0.041496 | 0.041673 | 0.054506 | 0.061153 | 0.042536
Gen ($/Annual kWh) | 0 | 36-GST-Lodging-GuestRooms-Cooling | All | Gen:0:36-GST-Lodging-GuestRooms-Cooling:All | Space Cooling | 0.011551 | 0.029834 | 0.039314 | 0.011787 | 0.012361 | 0.032582 | 0.04307 | 0.012612 | 0.012966 | 0.034981 | 0.046403 | 0.01323 | 0.014018 | 0.038181 | 0.050719 | 0.014303 | 0.014562 | 0.040471 | 0.053916 | 0.014859 | 0.015133 | 0.04165 | 0.05541 | 0.015441 | 0.015704 | 0.04284 | 0.056919 | 0.016024 | 0.016964 | 0.04526 | 0.059936 | 0.017309 | 0.017589 | 0.046518 | 0.061521 | 0.017947 | 0.018218 | 0.047782 | 0.063112 | 0.018589 | 0.018964 | 0.049124 | 0.06476 | 0.01935 | 0.019426 | 0.050421 | 0.066491 | 0.019821 | 0.020381 | 0.051868 | 0.068189 | 0.020796 | 0.021331 | 0.053338 | 0.069924 | 0.021765 | 0.022261 | 0.054842 | 0.071721 | 0.022714 | 0.023177 | 0.056361 | 0.073551 | 0.023648 | 0.024089 | 0.057934 | 0.075462 | 0.024579 | 0.025047 | 0.059525 | 0.077378 | 0.025556 | 0.025765 | 0.060736 | 0.078843 | 0.026288 | 0.026507 | 0.061971 | 0.080329 | 0.027046 | 0.027248 | 0.063227 | 0.081851 | 0.027801 | 0.028001 | 0.064504 | 0.083396 | 0.028569 | 0.02873 | 0.065727 | 0.084873 | 0.029314 | 0.029469 | 0.066972 | 0.086378 | 0.030068 | 0.030208 | 0.068216 | 0.087882 | 0.030822
Gen ($/Annual kWh) | 0 | 36-GST-Lodging-GuestRooms-ExtLight | All | Gen:0:36-GST-Lodging-GuestRooms-ExtLight:All | Interior Lighting | 0.016154 | 0.015075 | 0.014859 | 0.016565 | 0.017272 | 0.016203 | 0.016015 | 0.017712 | 0.018112 | 0.017098 | 0.016956 | 0.018572 | 0.019612 | 0.018601 | 0.018491 | 0.020112 | 0.020358 | 0.019408 | 0.019345 | 0.020876 | 0.021147 | 0.020116 | 0.020029 | 0.021685 | 0.021936 | 0.020826 | 0.020715 | 0.022494 | 0.023744 | 0.022473 | 0.022316 | 0.024348 | 0.024605 | 0.023241 | 0.023053 | 0.025231 | 0.025472 | 0.024013 | 0.023795 | 0.02612 | 0.026497 | 0.024901 | 0.024633 | 0.027171 | 0.027137 | 0.025531 | 0.025272 | 0.027828 | 0.028446 | 0.026621 | 0.026276 | 0.02917 | 0.029749 | 0.02771 | 0.027282 | 0.030506 | 0.031025 | 0.028788 | 0.028285 | 0.031814 | 0.032281 | 0.029855 | 0.029282 | 0.033102 | 0.033533 | 0.030929 | 0.03029 | 0.034386 | 0.034848 | 0.032048 | 0.031335 | 0.035734 | 0.035836 | 0.032881 | 0.03211 | 0.036748 | 0.036859 | 0.033741 | 0.032907 | 0.037797 | 0.03788 | 0.034603 | 0.033709 | 0.038843 | 0.038918 | 0.035479 | 0.034524 | 0.039907 | 0.039923 | 0.036326 | 0.03531 | 0.040939 | 0.040942 | 0.037184 | 0.036108 | 0.041983 | 0.04196 | 0.038043 | 0.036906 | 0.043027
Gen ($/Annual kWh) | 0 | 36-GST-Lodging-GuestRooms-IntLight | All | Gen:0:36-GST-Lodging-GuestRooms-IntLight:All | Office Equipment | 0.016151 | 0.02494 | 0.029538 | 0.016481 | 0.017282 | 0.027199 | 0.032386 | 0.017635 | 0.018128 | 0.029154 | 0.034922 | 0.018498 | 0.019599 | 0.031794 | 0.038172 | 0.02 | 0.02036 | 0.033656 | 0.04061 | 0.020776 | 0.021158 | 0.03466 | 0.041721 | 0.021591 | 0.021957 | 0.035671 | 0.042843 | 0.022405 | 0.023718 | 0.037734 | 0.045063 | 0.024203 | 0.024592 | 0.038807 | 0.04624 | 0.025094 | 0.025471 | 0.039885 | 0.047422 | 0.025992 | 0.026514 | 0.041042 | 0.048639 | 0.027055 | 0.02716 | 0.042119 | 0.049941 | 0.027715 | 0.028495 | 0.043392 | 0.051182 | 0.029077 | 0.029823 | 0.044682 | 0.052452 | 0.030432 | 0.031123 | 0.045995 | 0.05377 | 0.031758 | 0.032402 | 0.047318 | 0.055116 | 0.033064 | 0.033677 | 0.04868 | 0.056524 | 0.034365 | 0.035017 | 0.050065 | 0.057932 | 0.035732 | 0.03602 | 0.051118 | 0.059011 | 0.036755 | 0.037058 | 0.052193 | 0.060105 | 0.037814 | 0.038092 | 0.053285 | 0.061227 | 0.038869 | 0.039145 | 0.054394 | 0.062366 | 0.039943 | 0.040165 | 0.055458 | 0.063453 | 0.040984 | 0.041198 | 0.056541 | 0.064561 | 0.042038 | 0.04223 | 0.057623 | 0.06567 | 0.043092
Gen ($/Annual kWh) | 0 | 36-GST-Lodging-GuestRooms-OffEquip | All | Gen:0:36-GST-Lodging-GuestRooms-OffEquip:All | Exterior Lighting | 0.01629 | 0.022295 | 0.02554 | 0.016651 | 0.017426 | 0.024228 | 0.027896 | 0.017812 | 0.018277 | 0.025872 | 0.029959 | 0.018682 | 0.019771 | 0.028202 | 0.032735 | 0.020209 | 0.020533 | 0.02975 | 0.034699 | 0.020988 | 0.021335 | 0.030684 | 0.035707 | 0.021808 | 0.022137 | 0.031624 | 0.036724 | 0.022627 | 0.02393 | 0.033618 | 0.038834 | 0.02446 | 0.024806 | 0.03462 | 0.039907 | 0.025356 | 0.025689 | 0.035628 | 0.040985 | 0.026258 | 0.026735 | 0.03673 | 0.042124 | 0.027326 | 0.027384 | 0.037686 | 0.043244 | 0.027991 | 0.028722 | 0.038939 | 0.044461 | 0.029357 | 0.030053 | 0.040202 | 0.045698 | 0.030718 | 0.031356 | 0.041478 | 0.046968 | 0.032049 | 0.032638 | 0.042756 | 0.048253 | 0.03336 | 0.033916 | 0.044064 | 0.049584 | 0.034666 | 0.035258 | 0.045403 | 0.05093 | 0.036038 | 0.036265 | 0.046415 | 0.051951 | 0.037067 | 0.037307 | 0.047451 | 0.052991 | 0.038131 | 0.038345 | 0.048499 | 0.05405 | 0.039193 | 0.039402 | 0.049564 | 0.055127 | 0.040273 | 0.040426 | 0.050587 | 0.056158 | 0.041319 | 0.041462 | 0.051628 | 0.057207 | 0.042379 | 0.042499 | 0.052668 | 0.058256 | 0.043438
Gen ($/Annual kWh) | 0 | 36-GST-Lodging-GuestRooms-Refrig | All | Gen:0:36-GST-Lodging-GuestRooms-Refrig:All | Refrigeration | 0.01604 | 0.021356 | 0.024286 | 0.016407 | 0.017157 | 0.02318 | 0.026489 | 0.01755 | 0.017994 | 0.024723 | 0.028408 | 0.018406 | 0.019469 | 0.026948 | 0.031037 | 0.019915 | 0.020217 | 0.028395 | 0.032856 | 0.02068 | 0.021005 | 0.029301 | 0.033831 | 0.021486 | 0.021793 | 0.030212 | 0.034813 | 0.022292 | 0.023566 | 0.032171 | 0.036887 | 0.024105 | 0.024427 | 0.033144 | 0.037926 | 0.024986 | 0.025294 | 0.034122 | 0.03897 | 0.025873 | 0.02632 | 0.035198 | 0.040081 | 0.026923 | 0.026959 | 0.036112 | 0.041144 | 0.027577 | 0.028272 | 0.037346 | 0.04235 | 0.02892 | 0.029579 | 0.03859 | 0.043573 | 0.030256 | 0.030858 | 0.039842 | 0.044823 | 0.031564 | 0.032117 | 0.041095 | 0.046085 | 0.032852 | 0.033372 | 0.042374 | 0.047389 | 0.034135 | 0.03469 | 0.043687 | 0.048712 | 0.035483 | 0.035679 | 0.044677 | 0.049711 | 0.036495 | 0.036702 | 0.045691 | 0.050731 | 0.037542 | 0.037723 | 0.046716 | 0.051768 | 0.038585 | 0.038761 | 0.047758 | 0.052822 | 0.039647 | 0.039767 | 0.04876 | 0.053832 | 0.040676 | 0.040785 | 0.049779 | 0.05486 | 0.041718 | 0.041804 | 0.050797 | 0.055888 | 0.04276
Gen ($/Annual kWh) | 0 | 36-GST-Lodging-GuestRooms-Vent/Fan | All | Gen:0:36-GST-Lodging-GuestRooms-Vent/Fan:All | Ventilation | 0.015947 | 0.02226 | 0.025662 | 0.0163 | 0.01706 | 0.024193 | 0.028032 | 0.017437 | 0.017893 | 0.02584 | 0.030108 | 0.018288 | 0.019355 | 0.028167 | 0.032896 | 0.019783 | 0.020101 | 0.029718 | 0.034873 | 0.020546 | 0.020886 | 0.03065 | 0.035885 | 0.021348 | 0.021671 | 0.031586 | 0.036906 | 0.022151 | 0.023426 | 0.03357 | 0.03902 | 0.023945 | 0.024284 | 0.034569 | 0.040098 | 0.024822 | 0.025149 | 0.035573 | 0.04118 | 0.025705 | 0.026172 | 0.03667 | 0.042323 | 0.026751 | 0.026808 | 0.037625 | 0.043448 | 0.027401 | 0.028117 | 0.038871 | 0.044669 | 0.028739 | 0.02942 | 0.040127 | 0.04591 | 0.030071 | 0.030696 | 0.041396 | 0.047183 | 0.031375 | 0.031951 | 0.042668 | 0.048472 | 0.032657 | 0.033203 | 0.04397 | 0.049808 | 0.033936 | 0.034517 | 0.045303 | 0.051158 | 0.035279 | 0.035502 | 0.04631 | 0.052183 | 0.036287 | 0.036522 | 0.04734 | 0.053226 | 0.037329 | 0.037539 | 0.048383 | 0.05429 | 0.038368 | 0.038573 | 0.049443 | 0.05537 | 0.039425 | 0.039576 | 0.050462 | 0.056404 | 0.04045 | 0.040591 | 0.051498 | 0.057457 | 0.041487 | 0.041606 | 0.052533 | 0.05851 | 0.042524
Note on G3: Quarter 1 through 4

## TDOut
[5 empty] | 2013 |  |  |  | 2014 |  |  |  | 2015 |  |  |  | 2016 |  |  |  | 2017 |  |  |  | 2018 |  |  |  | 2019 |  |  |  | 2020 |  |  |  | 2021 |  |  |  | 2022 |  |  |  | 2023 |  |  |  | 2024 |  |  |  | 2025 |  |  |  | 2026 |  |  |  | 2027 |  |  |  | 2028 |  |  |  | 2029 |  |  |  | 2030 |  |  |  | 2031 |  |  |  | 2032 |  |  |  | 2033 |  |  |  | 2034 |  |  |  | 2035 |  |  |  | 2036 |  |  |  | 2037
[83 empty] | 0 | 0 | 0 | 0 | 0 | 0 | 0 | 0 | 0 | 0 | 0 | 0 | 0 | 0 | 0 | 0 | 0 | 0 | 0 | 0 | 0 | 0
T&D ($/annual kWh) | 0 | 01-ALC-AllCommercial-Cooling | 7 | TD:0:01-ALC-AllCommercial-Cooling:7 | 0 | 0.013148 | 0.020035 | 0 | 0 | 0.013411 | 0.020435 | 0 | 0 | 0.013679 | 0.020844 | 0 | 0 | 0.013952 | 0.021261 | 0 | 0 | 0.014232 | 0.021686 | 0 | 0 | 0.014516 | 0.02212 | 0 | 0 | 0.014807 | 0.022562 | 0 | 0 | 0.015103 | 0.023014 | 0 | 0 | 0.015405 | 0.023474 | 0 | 0 | 0.015713 | 0.023943 | 0 | 0 | 0.016027 | 0.024422 | 0 | 0 | 0.016348 | 0.024911 | 0 | 0 | 0.016675 | 0.025409 | 0 | 0 | 0.017008 | 0.025917 | 0 | 0 | 0.017348 | 0.026435 | 0 | 0 | 0.017695 | 0.026964 | 0 | 0 | 0.018049 | 0.027503 | 0 | 0 | 0.01841 | 0.028053 | 0 | 0 | 0.018778 | 0.028614 | 0 | 0 | 0.019154 | 0.029187 | 0 | 0 | 0.019537 | 0.02977 | 0 | 0 | 0.019928 | 0.030366 | 0 | 0 | 0.020299 | 0.030932 | 0 | 0 | 0.020679 | 0.031511 | 0 | 0 | 0.021058 | 0.032089 | 0
T&D ($/annual kWh) | 0 | 01-ALC-AllCommercial-Cooling | 10 | TD:0:01-ALC-AllCommercial-Cooling:10 | 0 | 0.013784 | 0.021005 | 0 | 0 | 0.01406 | 0.021425 | 0 | 0 | 0.014341 | 0.021853 | 0 | 0 | 0.014628 | 0.02229 | 0 | 0 | 0.014921 | 0.022736 | 0 | 0 | 0.015219 | 0.023191 | 0 | 0 | 0.015523 | 0.023655 | 0 | 0 | 0.015834 | 0.024128 | 0 | 0 | 0.016151 | 0.02461 | 0 | 0 | 0.016474 | 0.025103 | 0 | 0 | 0.016803 | 0.025605 | 0 | 0 | 0.017139 | 0.026117 | 0 | 0 | 0.017482 | 0.026639 | 0 | 0 | 0.017832 | 0.027172 | 0 | 0 | 0.018188 | 0.027715 | 0 | 0 | 0.018552 | 0.02827 | 0 | 0 | 0.018923 | 0.028835 | 0 | 0 | 0.019301 | 0.029412 | 0 | 0 | 0.019688 | 0.03 | 0 | 0 | 0.020081 | 0.0306 | 0 | 0 | 0.020483 | 0.031212 | 0 | 0 | 0.020893 | 0.031836 | 0 | 0 | 0.021282 | 0.03243 | 0 | 0 | 0.02168 | 0.033036 | 0 | 0 | 0.022078 | 0.033643 | 0
T&D ($/annual kWh) | 0 | 01-ALC-AllCommercial-Cooling | 14 | TD:0:01-ALC-AllCommercial-Cooling:14 | 0 | 0.013824 | 0.021066 | 0 | 0 | 0.014101 | 0.021487 | 0 | 0 | 0.014383 | 0.021917 | 0 | 0 | 0.014671 | 0.022355 | 0 | 0 | 0.014964 | 0.022802 | 0 | 0 | 0.015263 | 0.023258 | 0 | 0 | 0.015569 | 0.023724 | 0 | 0 | 0.01588 | 0.024198 | 0 | 0 | 0.016198 | 0.024682 | 0 | 0 | 0.016522 | 0.025176 | 0 | 0 | 0.016852 | 0.025679 | 0 | 0 | 0.017189 | 0.026193 | 0 | 0 | 0.017533 | 0.026717 | 0 | 0 | 0.017883 | 0.027251 | 0 | 0 | 0.018241 | 0.027796 | 0 | 0 | 0.018606 | 0.028352 | 0 | 0 | 0.018978 | 0.028919 | 0 | 0 | 0.019358 | 0.029497 | 0 | 0 | 0.019745 | 0.030087 | 0 | 0 | 0.02014 | 0.030689 | 0 | 0 | 0.020542 | 0.031303 | 0 | 0 | 0.020953 | 0.031929 | 0 | 0 | 0.021344 | 0.032525 | 0 | 0 | 0.021743 | 0.033132 | 0 | 0 | 0.022142 | 0.03374 | 0
T&D ($/annual kWh) | 0 | 01-ALC-AllCommercial-Cooling | 15 | TD:0:01-ALC-AllCommercial-Cooling:15 | 0 | 0.013713 | 0.020894 | 0 | 0 | 0.013987 | 0.021312 | 0 | 0 | 0.014267 | 0.021738 | 0 | 0 | 0.014552 | 0.022173 | 0 | 0 | 0.014843 | 0.022617 | 0 | 0 | 0.01514 | 0.023069 | 0 | 0 | 0.015443 | 0.02353 | 0 | 0 | 0.015751 | 0.024001 | 0 | 0 | 0.016066 | 0.024481 | 0 | 0 | 0.016388 | 0.024971 | 0 | 0 | 0.016716 | 0.02547 | 0 | 0 | 0.01705 | 0.025979 | 0 | 0 | 0.017391 | 0.026499 | 0 | 0 | 0.017739 | 0.027029 | 0 | 0 | 0.018093 | 0.02757 | 0 | 0 | 0.018455 | 0.028121 | 0 | 0 | 0.018824 | 0.028683 | 0 | 0 | 0.019201 | 0.029257 | 0 | 0 | 0.019585 | 0.029842 | 0 | 0 | 0.019977 | 0.030439 | 0 | 0 | 0.020376 | 0.031048 | 0 | 0 | 0.020784 | 0.031669 | 0 | 0 | 0.021172 | 0.03226 | 0 | 0 | 0.021567 | 0.032863 | 0 | 0 | 0.021963 | 0.033465 | 0
T&D ($/annual kWh) | 0 | 01-ALC-AllCommercial-Cooling | SYSTEM | TD:0:01-ALC-AllCommercial-Cooling:SYSTEM | 0 | 0.013148 | 0.020035 | 0 | 0 | 0.013411 | 0.020435 | 0 | 0 | 0.013679 | 0.020844 | 0 | 0 | 0.013952 | 0.021261 | 0 | 0 | 0.014232 | 0.021686 | 0 | 0 | 0.014516 | 0.02212 | 0 | 0 | 0.014807 | 0.022562 | 0 | 0 | 0.015103 | 0.023014 | 0 | 0 | 0.015405 | 0.023474 | 0 | 0 | 0.015713 | 0.023943 | 0 | 0 | 0.016027 | 0.024422 | 0 | 0 | 0.016348 | 0.024911 | 0 | 0 | 0.016675 | 0.025409 | 0 | 0 | 0.017008 | 0.025917 | 0 | 0 | 0.017348 | 0.026435 | 0 | 0 | 0.017695 | 0.026964 | 0 | 0 | 0.018049 | 0.027503 | 0 | 0 | 0.01841 | 0.028053 | 0 | 0 | 0.018778 | 0.028614 | 0 | 0 | 0.019154 | 0.029187 | 0 | 0 | 0.019537 | 0.02977 | 0 | 0 | 0.019928 | 0.030366 | 0 | 0 | 0.020299 | 0.030932 | 0 | 0 | 0.020679 | 0.031511 | 0 | 0 | 0.021058 | 0.032089 | 0
T&D ($/annual kWh) | 0 | 01-ALC-AllCommercial-ExtLight | 7 | TD:0:01-ALC-AllCommercial-ExtLight:7 | 0 | 0.00070571 | 0.0010754 | 0 | 0 | 0.00071982 | 0.0010969 | 0 | 0 | 0.00073422 | 0.0011188 | 0 | 0 | 0.0007489 | 0.0011412 | 0 | 0 | 0.00076388 | 0.001164 | 0 | 0 | 0.00077916 | 0.0011873 | 0 | 0 | 0.00079474 | 0.001211 | 0 | 0 | 0.00081063 | 0.0012353 | 0 | 0 | 0.00082685 | 0.00126 | 0 | 0 | 0.00084338 | 0.0012852 | 0 | 0 | 0.00086025 | 0.0013109 | 0 | 0 | 0.00087746 | 0.0013371 | 0 | 0 | 0.000895 | 0.0013638 | 0 | 0 | 0.0009129 | 0.0013911 | 0 | 0 | 0.00093116 | 0.0014189 | 0 | 0 | 0.00094979 | 0.0014473 | 0 | 0 | 0.00096878 | 0.0014762 | 0 | 0 | 0.00098816 | 0.0015058 | 0 | 0 | 0.0010079 | 0.0015359 | 0 | 0 | 0.0010281 | 0.0015666 | 0 | 0 | 0.0010486 | 0.0015979 | 0 | 0 | 0.0010696 | 0.0016299 | 0 | 0 | 0.0010896 | 0.0016603 | 0 | 0 | 0.0011099 | 0.0016913 | 0 | 0 | 0.0011303 | 0.0017224 | 0
T&D ($/annual kWh) | 0 | 01-ALC-AllCommercial-ExtLight | 10 | TD:0:01-ALC-AllCommercial-ExtLight:10 | 0 | 0.00085294 | 0.0012997 | 0 | 0 | 0.00087 | 0.0013257 | 0 | 0 | 0.0008874 | 0.0013522 | 0 | 0 | 0.00090515 | 0.0013793 | 0 | 0 | 0.00092325 | 0.0014069 | 0 | 0 | 0.00094172 | 0.001435 | 0 | 0 | 0.00096055 | 0.0014637 | 0 | 0 | 0.00097977 | 0.001493 | 0 | 0 | 0.00099936 | 0.0015228 | 0 | 0 | 0.0010193 | 0.0015533 | 0 | 0 | 0.0010397 | 0.0015844 | 0 | 0 | 0.0010605 | 0.001616 | 0 | 0 | 0.0010817 | 0.0016484 | 0 | 0 | 0.0011034 | 0.0016813 | 0 | 0 | 0.0011254 | 0.001715 | 0 | 0 | 0.001148 | 0.0017493 | 0 | 0 | 0.0011709 | 0.0017842 | 0 | 0 | 0.0011943 | 0.0018199 | 0 | 0 | 0.0012182 | 0.0018563 | 0 | 0 | 0.0012426 | 0.0018935 | 0 | 0 | 0.0012674 | 0.0019313 | 0 | 0 | 0.0012928 | 0.0019699 | 0 | 0 | 0.0013169 | 0.0020067 | 0 | 0 | 0.0013415 | 0.0020442 | 0 | 0 | 0.0013661 | 0.0020817 | 0
T&D ($/annual kWh) | 0 | 01-ALC-AllCommercial-ExtLight | 14 | TD:0:01-ALC-AllCommercial-ExtLight:14 | 0 | 0.00086221 | 0.0013138 | 0 | 0 | 0.00087945 | 0.0013401 | 0 | 0 | 0.00089704 | 0.0013669 | 0 | 0 | 0.00091498 | 0.0013943 | 0 | 0 | 0.00093328 | 0.0014221 | 0 | 0 | 0.00095195 | 0.0014506 | 0 | 0 | 0.00097099 | 0.0014796 | 0 | 0 | 0.00099041 | 0.0015092 | 0 | 0 | 0.0010102 | 0.0015394 | 0 | 0 | 0.0010304 | 0.0015702 | 0 | 0 | 0.001051 | 0.0016016 | 0 | 0 | 0.001072 | 0.0016336 | 0 | 0 | 0.0010935 | 0.0016663 | 0 | 0 | 0.0011154 | 0.0016996 | 0 | 0 | 0.0011377 | 0.0017336 | 0 | 0 | 0.0011604 | 0.0017683 | 0 | 0 | 0.0011836 | 0.0018036 | 0 | 0 | 0.0012073 | 0.0018397 | 0 | 0 | 0.0012314 | 0.0018765 | 0 | 0 | 0.0012561 | 0.001914 | 0 | 0 | 0.0012812 | 0.0019523 | 0 | 0 | 0.0013068 | 0.0019913 | 0 | 0 | 0.0013312 | 0.0020285 | 0 | 0 | 0.0013561 | 0.0020664 | 0 | 0 | 0.001381 | 0.0021043 | 0
T&D ($/annual kWh) | 0 | 01-ALC-AllCommercial-ExtLight | 15 | TD:0:01-ALC-AllCommercial-ExtLight:15 | 0 | 0.00092834 | 0.0014128 | 0 | 0 | 0.0009469 | 0.0014411 | 0 | 0 | 0.00096584 | 0.0014699 | 0 | 0 | 0.00098516 | 0.0014993 | 0 | 0 | 0.0010049 | 0.0015293 | 0 | 0 | 0.001025 | 0.0015598 | 0 | 0 | 0.0010455 | 0.001591 | 0 | 0 | 0.0010664 | 0.0016229 | 0 | 0 | 0.0010877 | 0.0016553 | 0 | 0 | 0.0011094 | 0.0016884 | 0 | 0 | 0.0011316 | 0.0017222 | 0 | 0 | 0.0011543 | 0.0017566 | 0 | 0 | 0.0011774 | 0.0017918 | 0 | 0 | 0.0012009 | 0.0018276 | 0 | 0 | 0.0012249 | 0.0018642 | 0 | 0 | 0.0012494 | 0.0019014 | 0 | 0 | 0.0012744 | 0.0019395 | 0 | 0 | 0.0012999 | 0.0019783 | 0 | 0 | 0.0013259 | 0.0020178 | 0 | 0 | 0.0013524 | 0.0020582 | 0 | 0 | 0.0013795 | 0.0020994 | 0 | 0 | 0.001407 | 0.0021413 | 0 | 0 | 0.0014333 | 0.0021813 | 0 | 0 | 0.0014601 | 0.0022221 | 0 | 0 | 0.0014869 | 0.0022628 | 0
T&D ($/annual kWh) | 0 | 01-ALC-AllCommercial-ExtLight | SYSTEM | TD:0:01-ALC-AllCommercial-ExtLight:SYSTEM | 0 | 0.00070571 | 0.0010754 | 0 | 0 | 0.00071982 | 0.0010969 | 0 | 0 | 0.00073422 | 0.0011188 | 0 | 0 | 0.0007489 | 0.0011412 | 0 | 0 | 0.00076388 | 0.001164 | 0 | 0 | 0.00077916 | 0.0011873 | 0 | 0 | 0.00079474 | 0.001211 | 0 | 0 | 0.00081063 | 0.0012353 | 0 | 0 | 0.00082685 | 0.00126 | 0 | 0 | 0.00084338 | 0.0012852 | 0 | 0 | 0.00086025 | 0.0013109 | 0 | 0 | 0.00087746 | 0.0013371 | 0 | 0 | 0.000895 | 0.0013638 | 0 | 0 | 0.0009129 | 0.0013911 | 0 | 0 | 0.00093116 | 0.0014189 | 0 | 0 | 0.00094979 | 0.0014473 | 0 | 0 | 0.00096878 | 0.0014762 | 0 | 0 | 0.00098816 | 0.0015058 | 0 | 0 | 0.0010079 | 0.0015359 | 0 | 0 | 0.0010281 | 0.0015666 | 0 | 0 | 0.0010486 | 0.0015979 | 0 | 0 | 0.0010696 | 0.0016299 | 0 | 0 | 0.0010896 | 0.0016603 | 0 | 0 | 0.0011099 | 0.0016913 | 0 | 0 | 0.0011303 | 0.0017224 | 0
T&D ($/annual kWh) | 0 | 01-ALC-AllCommercial-IntLight | 7 | TD:0:01-ALC-AllCommercial-IntLight:7 | 0 | 0.0076984 | 0.011731 | 0 | 0 | 0.0078524 | 0.011966 | 0 | 0 | 0.0080095 | 0.012205 | 0 | 0 | 0.0081697 | 0.012449 | 0 | 0 | 0.008333 | 0.012698 | 0 | 0 | 0.0084997 | 0.012952 | 0 | 0 | 0.0086697 | 0.013211 | 0 | 0 | 0.0088431 | 0.013475 | 0 | 0 | 0.00902 | 0.013745 | 0 | 0 | 0.0092004 | 0.01402 | 0 | 0 | 0.0093844 | 0.0143 | 0 | 0 | 0.009572 | 0.014586 | 0 | 0 | 0.0097635 | 0.014878 | 0 | 0 | 0.0099588 | 0.015175 | 0 | 0 | 0.010158 | 0.015479 | 0 | 0 | 0.010361 | 0.015788 | 0 | 0 | 0.010568 | 0.016104 | 0 | 0 | 0.01078 | 0.016426 | 0 | 0 | 0.010995 | 0.016755 | 0 | 0 | 0.011215 | 0.01709 | 0 | 0 | 0.011439 | 0.017432 | 0 | 0 | 0.011668 | 0.01778 | 0 | 0 | 0.011886 | 0.018112 | 0 | 0 | 0.012108 | 0.01845 | 0 | 0 | 0.01233 | 0.018789 | 0
T&D ($/annual kWh) | 0 | 01-ALC-AllCommercial-IntLight | 10 | TD:0:01-ALC-AllCommercial-IntLight:10 | 0 | 0.0083319 | 0.012696 | 0 | 0 | 0.0084985 | 0.01295 | 0 | 0 | 0.0086685 | 0.013209 | 0 | 0 | 0.0088418 | 0.013473 | 0 | 0 | 0.0090187 | 0.013743 | 0 | 0 | 0.009199 | 0.014018 | 0 | 0 | 0.009383 | 0.014298 | 0 | 0 | 0.0095707 | 0.014584 | 0 | 0 | 0.0097621 | 0.014876 | 0 | 0 | 0.0099573 | 0.015173 | 0 | 0 | 0.010156 | 0.015477 | 0 | 0 | 0.01036 | 0.015786 | 0 | 0 | 0.010567 | 0.016102 | 0 | 0 | 0.010778 | 0.016424 | 0 | 0 | 0.010994 | 0.016752 | 0 | 0 | 0.011214 | 0.017087 | 0 | 0 | 0.011438 | 0.017429 | 0 | 0 | 0.011667 | 0.017778 | 0 | 0 | 0.0119 | 0.018133 | 0 | 0 | 0.012138 | 0.018496 | 0 | 0 | 0.012381 | 0.018866 | 0 | 0 | 0.012628 | 0.019243 | 0 | 0 | 0.012864 | 0.019602 | 0 | 0 | 0.013104 | 0.019969 | 0 | 0 | 0.013345 | 0.020335 | 0
T&D ($/annual kWh) | 0 | 01-ALC-AllCommercial-IntLight | 14 | TD:0:01-ALC-AllCommercial-IntLight:14 | 0 | 0.0083717 | 0.012757 | 0 | 0 | 0.0085391 | 0.013012 | 0 | 0 | 0.0087099 | 0.013272 | 0 | 0 | 0.0088841 | 0.013538 | 0 | 0 | 0.0090618 | 0.013808 | 0 | 0 | 0.009243 | 0.014085 | 0 | 0 | 0.0094279 | 0.014366 | 0 | 0 | 0.0096165 | 0.014654 | 0 | 0 | 0.0098088 | 0.014947 | 0 | 0 | 0.010005 | 0.015246 | 0 | 0 | 0.010205 | 0.015551 | 0 | 0 | 0.010409 | 0.015862 | 0 | 0 | 0.010617 | 0.016179 | 0 | 0 | 0.01083 | 0.016502 | 0 | 0 | 0.011046 | 0.016832 | 0 | 0 | 0.011267 | 0.017169 | 0 | 0 | 0.011493 | 0.017512 | 0 | 0 | 0.011722 | 0.017863 | 0 | 0 | 0.011957 | 0.01822 | 0 | 0 | 0.012196 | 0.018584 | 0 | 0 | 0.01244 | 0.018956 | 0 | 0 | 0.012689 | 0.019335 | 0 | 0 | 0.012925 | 0.019696 | 0 | 0 | 0.013167 | 0.020064 | 0 | 0 | 0.013409 | 0.020432 | 0
T&D ($/annual kWh) | 0 | 01-ALC-AllCommercial-IntLight | 15 | TD:0:01-ALC-AllCommercial-IntLight:15 | 0 | 0.0083284 | 0.01269 | 0 | 0 | 0.008495 | 0.012944 | 0 | 0 | 0.0086649 | 0.013203 | 0 | 0 | 0.0088381 | 0.013467 | 0 | 0 | 0.0090149 | 0.013736 | 0 | 0 | 0.0091952 | 0.014011 | 0 | 0 | 0.0093791 | 0.014291 | 0 | 0 | 0.0095667 | 0.014577 | 0 | 0 | 0.009758 | 0.014869 | 0 | 0 | 0.0099532 | 0.015166 | 0 | 0 | 0.010152 | 0.015469 | 0 | 0 | 0.010355 | 0.015779 | 0 | 0 | 0.010562 | 0.016094 | 0 | 0 | 0.010774 | 0.016416 | 0 | 0 | 0.010989 | 0.016745 | 0 | 0 | 0.011209 | 0.01708 | 0 | 0 | 0.011433 | 0.017421 | 0 | 0 | 0.011662 | 0.01777 | 0 | 0 | 0.011895 | 0.018125 | 0 | 0 | 0.012133 | 0.018487 | 0 | 0 | 0.012376 | 0.018857 | 0 | 0 | 0.012623 | 0.019234 | 0 | 0 | 0.012859 | 0.019593 | 0 | 0 | 0.013099 | 0.019959 | 0 | 0 | 0.013339 | 0.020326 | 0
T&D ($/annual kWh) | 0 | 01-ALC-AllCommercial-IntLight | SYSTEM | TD:0:01-ALC-AllCommercial-IntLight:SYSTEM | 0 | 0.0076984 | 0.011731 | 0 | 0 | 0.0078524 | 0.011966 | 0 | 0 | 0.0080095 | 0.012205 | 0 | 0 | 0.0081697 | 0.012449 | 0 | 0 | 0.008333 | 0.012698 | 0 | 0 | 0.0084997 | 0.012952 | 0 | 0 | 0.0086697 | 0.013211 | 0 | 0 | 0.0088431 | 0.013475 | 0 | 0 | 0.00902 | 0.013745 | 0 | 0 | 0.0092004 | 0.01402 | 0 | 0 | 0.0093844 | 0.0143 | 0 | 0 | 0.009572 | 0.014586 | 0 | 0 | 0.0097635 | 0.014878 | 0 | 0 | 0.0099588 | 0.015175 | 0 | 0 | 0.010158 | 0.015479 | 0 | 0 | 0.010361 | 0.015788 | 0 | 0 | 0.010568 | 0.016104 | 0 | 0 | 0.01078 | 0.016426 | 0 | 0 | 0.010995 | 0.016755 | 0 | 0 | 0.011215 | 0.01709 | 0 | 0 | 0.011439 | 0.017432 | 0 | 0 | 0.011668 | 0.01778 | 0 | 0 | 0.011886 | 0.018112 | 0 | 0 | 0.012108 | 0.01845 | 0 | 0 | 0.01233 | 0.018789 | 0
T&D ($/annual kWh) | 0 | 01-ALC-AllCommercial-OffEquip | 7 | TD:0:01-ALC-AllCommercial-OffEquip:7 | 0 | 0.0053543 | 0.0081589 | 0 | 0 | 0.0054614 | 0.0083221 | 0 | 0 | 0.0055706 | 0.0084885 | 0 | 0 | 0.005682 | 0.0086583 | 0 | 0 | 0.0057956 | 0.0088315 | 0 | 0 | 0.0059116 | 0.0090081 | 0 | 0 | 0.0060298 | 0.0091883 | 0 | 0 | 0.0061504 | 0.009372 | 0 | 0 | 0.0062734 | 0.0095595 | 0 | 0 | 0.0063989 | 0.0097506 | 0 | 0 | 0.0065268 | 0.0099457 | 0 | 0 | 0.0066574 | 0.010145 | 0 | 0 | 0.0067905 | 0.010347 | 0 | 0 | 0.0069263 | 0.010554 | 0 | 0 | 0.0070649 | 0.010766 | 0 | 0 | 0.0072062 | 0.010981 | 0 | 0 | 0.0073503 | 0.0112 | 0 | 0 | 0.0074973 | 0.011424 | 0 | 0 | 0.0076472 | 0.011653 | 0 | 0 | 0.0078002 | 0.011886 | 0 | 0 | 0.0079562 | 0.012124 | 0 | 0 | 0.0081153 | 0.012366 | 0 | 0 | 0.0082667 | 0.012597 | 0 | 0 | 0.0084212 | 0.012832 | 0 | 0 | 0.0085757 | 0.013068 | 0
T&D ($/annual kWh) | 0 | 01-ALC-AllCommercial-OffEquip | 10 | TD:0:01-ALC-AllCommercial-OffEquip:10 | 0 | 0.0056305 | 0.0085798 | 0 | 0 | 0.0057431 | 0.0087514 | 0 | 0 | 0.005858 | 0.0089264 | 0 | 0 | 0.0059751 | 0.009105 | 0 | 0 | 0.0060946 | 0.0092871 | 0 | 0 | 0.0062165 | 0.0094728 | 0 | 0 | 0.0063409 | 0.0096623 | 0 | 0 | 0.0064677 | 0.0098555 | 0 | 0 | 0.006597 | 0.010053 | 0 | 0 | 0.006729 | 0.010254 | 0 | 0 | 0.0068636 | 0.010459 | 0 | 0 | 0.0070008 | 0.010668 | 0 | 0 | 0.0071408 | 0.010881 | 0 | 0 | 0.0072837 | 0.011099 | 0 | 0 | 0.0074293 | 0.011321 | 0 | 0 | 0.0075779 | 0.011547 | 0 | 0 | 0.0077295 | 0.011778 | 0 | 0 | 0.0078841 | 0.012014 | 0 | 0 | 0.0080417 | 0.012254 | 0 | 0 | 0.0082026 | 0.012499 | 0 | 0 | 0.0083666 | 0.012749 | 0 | 0 | 0.008534 | 0.013004 | 0 | 0 | 0.0086932 | 0.013247 | 0 | 0 | 0.0088557 | 0.013494 | 0 | 0 | 0.0090181 | 0.013742 | 0
T&D ($/annual kWh) | 0 | 01-ALC-AllCommercial-OffEquip | 14 | TD:0:01-ALC-AllCommercial-OffEquip:14 | 0 | 0.0056479 | 0.0086063 | 0 | 0 | 0.0057608 | 0.0087784 | 0 | 0 | 0.0058761 | 0.008954 | 0 | 0 | 0.0059936 | 0.0091331 | 0 | 0 | 0.0061135 | 0.0093157 | 0 | 0 | 0.0062357 | 0.009502 | 0 | 0 | 0.0063604 | 0.0096921 | 0 | 0 | 0.0064876 | 0.0098859 | 0 | 0 | 0.0066174 | 0.010084 | 0 | 0 | 0.0067497 | 0.010285 | 0 | 0 | 0.0068847 | 0.010491 | 0 | 0 | 0.0070224 | 0.010701 | 0 | 0 | 0.0071629 | 0.010915 | 0 | 0 | 0.0073061 | 0.011133 | 0 | 0 | 0.0074523 | 0.011356 | 0 | 0 | 0.0076013 | 0.011583 | 0 | 0 | 0.0077533 | 0.011815 | 0 | 0 | 0.0079084 | 0.012051 | 0 | 0 | 0.0080666 | 0.012292 | 0 | 0 | 0.0082279 | 0.012538 | 0 | 0 | 0.0083925 | 0.012789 | 0 | 0 | 0.0085603 | 0.013044 | 0 | 0 | 0.00872 | 0.013288 | 0 | 0 | 0.008883 | 0.013536 | 0 | 0 | 0.009046 | 0.013784 | 0
T&D ($/annual kWh) | 0 | 01-ALC-AllCommercial-OffEquip | 15 | TD:0:01-ALC-AllCommercial-OffEquip:15 | 0 | 0.0056163 | 0.0085574 | 0 | 0 | 0.0057286 | 0.0087285 | 0 | 0 | 0.0058432 | 0.0089031 | 0 | 0 | 0.0059601 | 0.0090812 | 0 | 0 | 0.0060793 | 0.0092628 | 0 | 0 | 0.0062009 | 0.009448 | 0 | 0 | 0.0063249 | 0.009637 | 0 | 0 | 0.0064514 | 0.0098297 | 0 | 0 | 0.0065804 | 0.010026 | 0 | 0 | 0.006712 | 0.010227 | 0 | 0 | 0.0068463 | 0.010431 | 0 | 0 | 0.0069832 | 0.01064 | 0 | 0 | 0.0071228 | 0.010853 | 0 | 0 | 0.0072653 | 0.01107 | 0 | 0 | 0.0074106 | 0.011291 | 0 | 0 | 0.0075588 | 0.011517 | 0 | 0 | 0.00771 | 0.011747 | 0 | 0 | 0.0078642 | 0.011982 | 0 | 0 | 0.0080215 | 0.012222 | 0 | 0 | 0.0081819 | 0.012466 | 0 | 0 | 0.0083455 | 0.012716 | 0 | 0 | 0.0085125 | 0.01297 | 0 | 0 | 0.0086713 | 0.013212 | 0 | 0 | 0.0088334 | 0.013459 | 0 | 0 | 0.0089954 | 0.013706 | 0
T&D ($/annual kWh) | 0 | 01-ALC-AllCommercial-OffEquip | SYSTEM | TD:0:01-ALC-AllCommercial-OffEquip:SYSTEM | 0 | 0.0053543 | 0.0081589 | 0 | 0 | 0.0054614 | 0.0083221 | 0 | 0 | 0.0055706 | 0.0084885 | 0 | 0 | 0.005682 | 0.0086583 | 0 | 0 | 0.0057956 | 0.0088315 | 0 | 0 | 0.0059116 | 0.0090081 | 0 | 0 | 0.0060298 | 0.0091883 | 0 | 0 | 0.0061504 | 0.009372 | 0 | 0 | 0.0062734 | 0.0095595 | 0 | 0 | 0.0063989 | 0.0097506 | 0 | 0 | 0.0065268 | 0.0099457 | 0 | 0 | 0.0066574 | 0.010145 | 0 | 0 | 0.0067905 | 0.010347 | 0 | 0 | 0.0069263 | 0.010554 | 0 | 0 | 0.0070649 | 0.010766 | 0 | 0 | 0.0072062 | 0.010981 | 0 | 0 | 0.0073503 | 0.0112 | 0 | 0 | 0.0074973 | 0.011424 | 0 | 0 | 0.0076472 | 0.011653 | 0 | 0 | 0.0078002 | 0.011886 | 0 | 0 | 0.0079562 | 0.012124 | 0 | 0 | 0.0081153 | 0.012366 | 0 | 0 | 0.0082667 | 0.012597 | 0 | 0 | 0.0084212 | 0.012832 | 0 | 0 | 0.0085757 | 0.013068 | 0
T&D ($/annual kWh) | 0 | 01-ALC-AllCommercial-Refrig | 7 | TD:0:01-ALC-AllCommercial-Refrig:7 | 0 | 0.004469 | 0.0068099 | 0 | 0 | 0.0045584 | 0.0069461 | 0 | 0 | 0.0046496 | 0.007085 | 0 | 0 | 0.0047426 | 0.0072268 | 0 | 0 | 0.0048374 | 0.0073713 | 0 | 0 | 0.0049342 | 0.0075187 | 0 | 0 | 0.0050328 | 0.0076691 | 0 | 0 | 0.0051335 | 0.0078225 | 0 | 0 | 0.0052362 | 0.0079789 | 0 | 0 | 0.0053409 | 0.0081385 | 0 | 0 | 0.0054477 | 0.0083013 | 0 | 0 | 0.0055567 | 0.0084673 | 0 | 0 | 0.0056678 | 0.0086366 | 0 | 0 | 0.0057811 | 0.0088094 | 0 | 0 | 0.0058968 | 0.0089856 | 0 | 0 | 0.0060147 | 0.0091653 | 0 | 0 | 0.006135 | 0.0093486 | 0 | 0 | 0.0062577 | 0.0095355 | 0 | 0 | 0.0063829 | 0.0097263 | 0 | 0 | 0.0065105 | 0.0099208 | 0 | 0 | 0.0066407 | 0.010119 | 0 | 0 | 0.0067735 | 0.010322 | 0 | 0 | 0.0068999 | 0.010514 | 0 | 0 | 0.0070289 | 0.010711 | 0 | 0 | 0.0071578 | 0.010907 | 0
T&D ($/annual kWh) | 0 | 01-ALC-AllCommercial-Refrig | 10 | TD:0:01-ALC-AllCommercial-Refrig:10 | 0 | 0.0048484 | 0.0073881 | 0 | 0 | 0.0049454 | 0.0075358 | 0 | 0 | 0.0050443 | 0.0076866 | 0 | 0 | 0.0051452 | 0.0078403 | 0 | 0 | 0.0052481 | 0.0079971 | 0 | 0 | 0.0053531 | 0.008157 | 0 | 0 | 0.0054601 | 0.0083202 | 0 | 0 | 0.0055693 | 0.0084866 | 0 | 0 | 0.0056807 | 0.0086563 | 0 | 0 | 0.0057943 | 0.0088294 | 0 | 0 | 0.0059102 | 0.009006 | 0 | 0 | 0.0060284 | 0.0091861 | 0 | 0 | 0.006149 | 0.0093699 | 0 | 0 | 0.006272 | 0.0095573 | 0 | 0 | 0.0063974 | 0.0097484 | 0 | 0 | 0.0065253 | 0.0099434 | 0 | 0 | 0.0066559 | 0.010142 | 0 | 0 | 0.006789 | 0.010345 | 0 | 0 | 0.0069247 | 0.010552 | 0 | 0 | 0.0070632 | 0.010763 | 0 | 0 | 0.0072045 | 0.010978 | 0 | 0 | 0.0073486 | 0.011198 | 0 | 0 | 0.0074857 | 0.011407 | 0 | 0 | 0.0076256 | 0.01162 | 0 | 0 | 0.0077655 | 0.011833 | 0
T&D ($/annual kWh) | 0 | 01-ALC-AllCommercial-Refrig | 14 | TD:0:01-ALC-AllCommercial-Refrig:14 | 0 | 0.0048723 | 0.0074245 | 0 | 0 | 0.0049697 | 0.0075729 | 0 | 0 | 0.0050691 | 0.0077244 | 0 | 0 | 0.0051705 | 0.0078789 | 0 | 0 | 0.0052739 | 0.0080365 | 0 | 0 | 0.0053794 | 0.0081972 | 0 | 0 | 0.005487 | 0.0083611 | 0 | 0 | 0.0055967 | 0.0085284 | 0 | 0 | 0.0057087 | 0.0086989 | 0 | 0 | 0.0058229 | 0.0088729 | 0 | 0 | 0.0059393 | 0.0090504 | 0 | 0 | 0.0060581 | 0.0092314 | 0 | 0 | 0.0061793 | 0.009416 | 0 | 0 | 0.0063028 | 0.0096043 | 0 | 0 | 0.0064289 | 0.0097964 | 0 | 0 | 0.0065575 | 0.0099923 | 0 | 0 | 0.0066886 | 0.010192 | 0 | 0 | 0.0068224 | 0.010396 | 0 | 0 | 0.0069588 | 0.010604 | 0 | 0 | 0.007098 | 0.010816 | 0 | 0 | 0.00724 | 0.011032 | 0 | 0 | 0.0073848 | 0.011253 | 0 | 0 | 0.0075226 | 0.011463 | 0 | 0 | 0.0076632 | 0.011677 | 0 | 0 | 0.0078038 | 0.011891 | 0
T&D ($/annual kWh) | 0 | 01-ALC-AllCommercial-Refrig | 15 | TD:0:01-ALC-AllCommercial-Refrig:15 | 0 | 0.0048703 | 0.0074205 | 0 | 0 | 0.0049678 | 0.007569 | 0 | 0 | 0.0050671 | 0.0077203 | 0 | 0 | 0.0051684 | 0.0078747 | 0 | 0 | 0.0052718 | 0.0080322 | 0 | 0 | 0.0053773 | 0.0081929 | 0 | 0 | 0.0054848 | 0.0083567 | 0 | 0 | 0.0055945 | 0.0085239 | 0 | 0 | 0.0057064 | 0.0086943 | 0 | 0 | 0.0058205 | 0.0088682 | 0 | 0 | 0.0059369 | 0.0090456 | 0 | 0 | 0.0060557 | 0.0092265 | 0 | 0 | 0.0061768 | 0.009411 | 0 | 0 | 0.0063003 | 0.0095993 | 0 | 0 | 0.0064263 | 0.0097912 | 0 | 0 | 0.0065548 | 0.0099871 | 0 | 0 | 0.0066859 | 0.010187 | 0 | 0 | 0.0068197 | 0.010391 | 0 | 0 | 0.0069561 | 0.010598 | 0 | 0 | 0.0070952 | 0.01081 | 0 | 0 | 0.0072371 | 0.011027 | 0 | 0 | 0.0073818 | 0.011247 | 0 | 0 | 0.0075196 | 0.011457 | 0 | 0 | 0.0076601 | 0.011671 | 0 | 0 | 0.0078006 | 0.011885 | 0
T&D ($/annual kWh) | 0 | 01-ALC-AllCommercial-Refrig | SYSTEM | TD:0:01-ALC-AllCommercial-Refrig:SYSTEM | 0 | 0.004469 | 0.0068099 | 0 | 0 | 0.0045584 | 0.0069461 | 0 | 0 | 0.0046496 | 0.007085 | 0 | 0 | 0.0047426 | 0.0072268 | 0 | 0 | 0.0048374 | 0.0073713 | 0 | 0 | 0.0049342 | 0.0075187 | 0 | 0 | 0.0050328 | 0.0076691 | 0 | 0 | 0.0051335 | 0.0078225 | 0 | 0 | 0.0052362 | 0.0079789 | 0 | 0 | 0.0053409 | 0.0081385 | 0 | 0 | 0.0054477 | 0.0083013 | 0 | 0 | 0.0055567 | 0.0084673 | 0 | 0 | 0.0056678 | 0.0086366 | 0 | 0 | 0.0057811 | 0.0088094 | 0 | 0 | 0.0058968 | 0.0089856 | 0 | 0 | 0.0060147 | 0.0091653 | 0 | 0 | 0.006135 | 0.0093486 | 0 | 0 | 0.0062577 | 0.0095355 | 0 | 0 | 0.0063829 | 0.0097263 | 0 | 0 | 0.0065105 | 0.0099208 | 0 | 0 | 0.0066407 | 0.010119 | 0 | 0 | 0.0067735 | 0.010322 | 0 | 0 | 0.0068999 | 0.010514 | 0 | 0 | 0.0070289 | 0.010711 | 0 | 0 | 0.0071578 | 0.010907 | 0
T&D ($/annual kWh) | 0 | 01-ALC-AllCommercial-Vent/Fan | 7 | TD:0:01-ALC-AllCommercial-Vent/Fan:7 | 0 | 0.0054551 | 0.0083125 | 0 | 0 | 0.0055642 | 0.0084787 | 0 | 0 | 0.0056755 | 0.0086483 | 0 | 0 | 0.005789 | 0.0088213 | 0 | 0 | 0.0059047 | 0.0089977 | 0 | 0 | 0.0060228 | 0.0091777 | 0 | 0 | 0.0061433 | 0.0093612 | 0 | 0 | 0.0062662 | 0.0095484 | 0 | 0 | 0.0063915 | 0.0097394 | 0 | 0 | 0.0065193 | 0.0099342 | 0 | 0 | 0.0066497 | 0.010133 | 0 | 0 | 0.0067827 | 0.010336 | 0 | 0 | 0.0069184 | 0.010542 | 0 | 0 | 0.0070567 | 0.010753 | 0 | 0 | 0.0071979 | 0.010968 | 0 | 0 | 0.0073418 | 0.011188 | 0 | 0 | 0.0074887 | 0.011411 | 0 | 0 | 0.0076384 | 0.01164 | 0 | 0 | 0.0077912 | 0.011872 | 0 | 0 | 0.007947 | 0.01211 | 0 | 0 | 0.008106 | 0.012352 | 0 | 0 | 0.0082681 | 0.012599 | 0 | 0 | 0.0084224 | 0.012834 | 0 | 0 | 0.0085798 | 0.013074 | 0 | 0 | 0.0087372 | 0.013314 | 0
T&D ($/annual kWh) | 0 | 01-ALC-AllCommercial-Vent/Fan | 10 | TD:0:01-ALC-AllCommercial-Vent/Fan:10 | 0 | 0.005574 | 0.0084938 | 0 | 0 | 0.0056855 | 0.0086636 | 0 | 0 | 0.0057992 | 0.0088369 | 0 | 0 | 0.0059152 | 0.0090136 | 0 | 0 | 0.0060335 | 0.0091939 | 0 | 0 | 0.0061542 | 0.0093778 | 0 | 0 | 0.0062773 | 0.0095653 | 0 | 0 | 0.0064028 | 0.0097567 | 0 | 0 | 0.0065309 | 0.0099518 | 0 | 0 | 0.0066615 | 0.010151 | 0 | 0 | 0.0067947 | 0.010354 | 0 | 0 | 0.0069306 | 0.010561 | 0 | 0 | 0.0070692 | 0.010772 | 0 | 0 | 0.0072106 | 0.010988 | 0 | 0 | 0.0073548 | 0.011207 | 0 | 0 | 0.0075019 | 0.011431 | 0 | 0 | 0.0076519 | 0.01166 | 0 | 0 | 0.007805 | 0.011893 | 0 | 0 | 0.0079611 | 0.012131 | 0 | 0 | 0.0081203 | 0.012374 | 0 | 0 | 0.0082827 | 0.012621 | 0 | 0 | 0.0084484 | 0.012874 | 0 | 0 | 0.008606 | 0.013114 | 0 | 0 | 0.0087668 | 0.013359 | 0 | 0 | 0.0089277 | 0.013604 | 0
T&D ($/annual kWh) | 0 | 01-ALC-AllCommercial-Vent/Fan | 14 | TD:0:01-ALC-AllCommercial-Vent/Fan:14 | 0 | 0.0055815 | 0.0085052 | 0 | 0 | 0.0056931 | 0.0086753 | 0 | 0 | 0.005807 | 0.0088488 | 0 | 0 | 0.0059231 | 0.0090257 | 0 | 0 | 0.0060416 | 0.0092063 | 0 | 0 | 0.0061624 | 0.0093904 | 0 | 0 | 0.0062857 | 0.0095782 | 0 | 0 | 0.0064114 | 0.0097698 | 0 | 0 | 0.0065396 | 0.0099652 | 0 | 0 | 0.0066704 | 0.010164 | 0 | 0 | 0.0068038 | 0.010368 | 0 | 0 | 0.0069399 | 0.010575 | 0 | 0 | 0.0070787 | 0.010787 | 0 | 0 | 0.0072203 | 0.011002 | 0 | 0 | 0.0073647 | 0.011222 | 0 | 0 | 0.007512 | 0.011447 | 0 | 0 | 0.0076622 | 0.011676 | 0 | 0 | 0.0078155 | 0.011909 | 0 | 0 | 0.0079718 | 0.012147 | 0 | 0 | 0.0081312 | 0.01239 | 0 | 0 | 0.0082938 | 0.012638 | 0 | 0 | 0.0084597 | 0.012891 | 0 | 0 | 0.0086176 | 0.013132 | 0 | 0 | 0.0087786 | 0.013377 | 0 | 0 | 0.0089397 | 0.013622 | 0
T&D ($/annual kWh) | 0 | 01-ALC-AllCommercial-Vent/Fan | 15 | TD:0:01-ALC-AllCommercial-Vent/Fan:15 | 0 | 0.0055315 | 0.0084282 | 0 | 0 | 0.0056421 | 0.0085967 | 0 | 0 | 0.005755 | 0.0087687 | 0 | 0 | 0.0058701 | 0.008944 | 0 | 0 | 0.0059875 | 0.0091229 | 0 | 0 | 0.0061072 | 0.0093054 | 0 | 0 | 0.0062294 | 0.0094915 | 0 | 0 | 0.006354 | 0.0096813 | 0 | 0 | 0.006481 | 0.009875 | 0 | 0 | 0.0066107 | 0.010072 | 0 | 0 | 0.0067429 | 0.010274 | 0 | 0 | 0.0068777 | 0.010479 | 0 | 0 | 0.0070153 | 0.010689 | 0 | 0 | 0.0071556 | 0.010903 | 0 | 0 | 0.0072987 | 0.011121 | 0 | 0 | 0.0074447 | 0.011343 | 0 | 0 | 0.0075936 | 0.01157 | 0 | 0 | 0.0077455 | 0.011801 | 0 | 0 | 0.0079004 | 0.012038 | 0 | 0 | 0.0080584 | 0.012278 | 0 | 0 | 0.0082195 | 0.012524 | 0 | 0 | 0.0083839 | 0.012774 | 0 | 0 | 0.0085404 | 0.013013 | 0 | 0 | 0.0087 | 0.013256 | 0 | 0 | 0.0088596 | 0.013499 | 0
T&D ($/annual kWh) | 0 | 01-ALC-AllCommercial-Vent/Fan | SYSTEM | TD:0:01-ALC-AllCommercial-Vent/Fan:SYSTEM | 0 | 0.0054551 | 0.0083125 | 0 | 0 | 0.0055642 | 0.0084787 | 0 | 0 | 0.0056755 | 0.0086483 | 0 | 0 | 0.005789 | 0.0088213 | 0 | 0 | 0.0059047 | 0.0089977 | 0 | 0 | 0.0060228 | 0.0091777 | 0 | 0 | 0.0061433 | 0.0093612 | 0 | 0 | 0.0062662 | 0.0095484 | 0 | 0 | 0.0063915 | 0.0097394 | 0 | 0 | 0.0065193 | 0.0099342 | 0 | 0 | 0.0066497 | 0.010133 | 0 | 0 | 0.0067827 | 0.010336 | 0 | 0 | 0.0069184 | 0.010542 | 0 | 0 | 0.0070567 | 0.010753 | 0 | 0 | 0.0071979 | 0.010968 | 0 | 0 | 0.0073418 | 0.011188 | 0 | 0 | 0.0074887 | 0.011411 | 0 | 0 | 0.0076384 | 0.01164 | 0 | 0 | 0.0077912 | 0.011872 | 0 | 0 | 0.007947 | 0.01211 | 0 | 0 | 0.008106 | 0.012352 | 0 | 0 | 0.0082681 | 0.012599 | 0 | 0 | 0.0084224 | 0.012834 | 0 | 0 | 0.0085798 | 0.013074 | 0 | 0 | 0.0087372 | 0.013314 | 0
T&D ($/annual kWh) | 0 | 02-ASM-Assembly-Cooling | 7 | TD:0:02-ASM-Assembly-Cooling:7 | 0 | 0.020554 | 0.03132 | 0 | 0 | 0.020965 | 0.031947 | 0 | 0 | 0.021384 | 0.032586 | 0 | 0 | 0.021812 | 0.033237 | 0 | 0 | 0.022248 | 0.033902 | 0 | 0 | 0.022693 | 0.03458 | 0 | 0 | 0.023147 | 0.035272 | 0 | 0 | 0.02361 | 0.035977 | 0 | 0 | 0.024082 | 0.036697 | 0 | 0 | 0.024564 | 0.037431 | 0 | 0 | 0.025055 | 0.038179 | 0 | 0 | 0.025556 | 0.038943 | 0 | 0 | 0.026067 | 0.039722 | 0 | 0 | 0.026589 | 0.040516 | 0 | 0 | 0.027121 | 0.041327 | 0 | 0 | 0.027663 | 0.042153 | 0 | 0 | 0.028216 | 0.042996 | 0 | 0 | 0.028781 | 0.043856 | 0 | 0 | 0.029356 | 0.044733 | 0 | 0 | 0.029943 | 0.045628 | 0 | 0 | 0.030542 | 0.04654 | 0 | 0 | 0.031153 | 0.047471 | 0 | 0 | 0.031734 | 0.048357 | 0 | 0 | 0.032327 | 0.049261 | 0 | 0 | 0.03292 | 0.050164 | 0
T&D ($/annual kWh) | 0 | 02-ASM-Assembly-Cooling | 10 | TD:0:02-ASM-Assembly-Cooling:10 | 0 | 0.026985 | 0.041121 | 0 | 0 | 0.027525 | 0.041943 | 0 | 0 | 0.028076 | 0.042782 | 0 | 0 | 0.028637 | 0.043637 | 0 | 0 | 0.02921 | 0.04451 | 0 | 0 | 0.029794 | 0.0454 | 0 | 0 | 0.03039 | 0.046308 | 0 | 0 | 0.030998 | 0.047235 | 0 | 0 | 0.031618 | 0.048179 | 0 | 0 | 0.03225 | 0.049143 | 0 | 0 | 0.032895 | 0.050126 | 0 | 0 | 0.033553 | 0.051128 | 0 | 0 | 0.034224 | 0.052151 | 0 | 0 | 0.034908 | 0.053194 | 0 | 0 | 0.035607 | 0.054258 | 0 | 0 | 0.036319 | 0.055343 | 0 | 0 | 0.037045 | 0.05645 | 0 | 0 | 0.037786 | 0.057579 | 0 | 0 | 0.038542 | 0.05873 | 0 | 0 | 0.039313 | 0.059905 | 0 | 0 | 0.040099 | 0.061103 | 0 | 0 | 0.040901 | 0.062325 | 0 | 0 | 0.041664 | 0.063488 | 0 | 0 | 0.042443 | 0.064674 | 0 | 0 | 0.043221 | 0.065861 | 0
T&D ($/annual kWh) | 0 | 02-ASM-Assembly-Cooling | 14 | TD:0:02-ASM-Assembly-Cooling:14 | 0 | 0.02739 | 0.041737 | 0 | 0 | 0.027938 | 0.042572 | 0 | 0 | 0.028497 | 0.043423 | 0 | 0 | 0.029067 | 0.044292 | 0 | 0 | 0.029648 | 0.045178 | 0 | 0 | 0.030241 | 0.046081 | 0 | 0 | 0.030846 | 0.047003 | 0 | 0 | 0.031463 | 0.047943 | 0 | 0 | 0.032092 | 0.048902 | 0 | 0 | 0.032734 | 0.04988 | 0 | 0 | 0.033388 | 0.050877 | 0 | 0 | 0.034056 | 0.051895 | 0 | 0 | 0.034737 | 0.052933 | 0 | 0 | 0.035432 | 0.053992 | 0 | 0 | 0.036141 | 0.055071 | 0 | 0 | 0.036863 | 0.056173 | 0 | 0 | 0.037601 | 0.057296 | 0 | 0 | 0.038353 | 0.058442 | 0 | 0 | 0.03912 | 0.059611 | 0 | 0 | 0.039902 | 0.060803 | 0 | 0 | 0.0407 | 0.062019 | 0 | 0 | 0.041514 | 0.06326 | 0 | 0 | 0.042289 | 0.06444 | 0 | 0 | 0.043079 | 0.065644 | 0 | 0 | 0.043869 | 0.066849 | 0
T&D ($/annual kWh) | 0 | 02-ASM-Assembly-Cooling | 15 | TD:0:02-ASM-Assembly-Cooling:15 | 0 | 0.027733 | 0.042259 | 0 | 0 | 0.028287 | 0.043104 | 0 | 0 | 0.028853 | 0.043966 | 0 | 0 | 0.02943 | 0.044845 | 0 | 0 | 0.030019 | 0.045742 | 0 | 0 | 0.030619 | 0.046657 | 0 | 0 | 0.031231 | 0.04759 | 0 | 0 | 0.031856 | 0.048542 | 0 | 0 | 0.032493 | 0.049513 | 0 | 0 | 0.033143 | 0.050503 | 0 | 0 | 0.033806 | 0.051513 | 0 | 0 | 0.034482 | 0.052544 | 0 | 0 | 0.035172 | 0.053594 | 0 | 0 | 0.035875 | 0.054666 | 0 | 0 | 0.036593 | 0.05576 | 0 | 0 | 0.037325 | 0.056875 | 0 | 0 | 0.038071 | 0.058012 | 0 | 0 | 0.038832 | 0.059173 | 0 | 0 | 0.039609 | 0.060356 | 0 | 0 | 0.040401 | 0.061563 | 0 | 0 | 0.041209 | 0.062794 | 0 | 0 | 0.042033 | 0.06405 | 0 | 0 | 0.042818 | 0.065245 | 0 | 0 | 0.043618 | 0.066465 | 0 | 0 | 0.044418 | 0.067684 | 0
T&D ($/annual kWh) | 0 | 02-ASM-Assembly-Cooling | SYSTEM | TD:0:02-ASM-Assembly-Cooling:SYSTEM | 0 | 0.020554 | 0.03132 | 0 | 0 | 0.020965 | 0.031947 | 0 | 0 | 0.021384 | 0.032586 | 0 | 0 | 0.021812 | 0.033237 | 0 | 0 | 0.022248 | 0.033902 | 0 | 0 | 0.022693 | 0.03458 | 0 | 0 | 0.023147 | 0.035272 | 0 | 0 | 0.02361 | 0.035977 | 0 | 0 | 0.024082 | 0.036697 | 0 | 0 | 0.024564 | 0.037431 | 0 | 0 | 0.025055 | 0.038179 | 0 | 0 | 0.025556 | 0.038943 | 0 | 0 | 0.026067 | 0.039722 | 0 | 0 | 0.026589 | 0.040516 | 0 | 0 | 0.027121 | 0.041327 | 0 | 0 | 0.027663 | 0.042153 | 0 | 0 | 0.028216 | 0.042996 | 0 | 0 | 0.028781 | 0.043856 | 0 | 0 | 0.029356 | 0.044733 | 0 | 0 | 0.029943 | 0.045628 | 0 | 0 | 0.030542 | 0.04654 | 0 | 0 | 0.031153 | 0.047471 | 0 | 0 | 0.031734 | 0.048357 | 0 | 0 | 0.032327 | 0.049261 | 0 | 0 | 0.03292 | 0.050164 | 0
T&D ($/annual kWh) | 0 | 02-ASM-Assembly-Exit | 7 | TD:0:02-ASM-Assembly-Exit:7 | 0 | 0.0044745 | 0.0068183 | 0 | 0 | 0.004564 | 0.0069546 | 0 | 0 | 0.0046553 | 0.0070937 | 0 | 0 | 0.0047484 | 0.0072356 | 0 | 0 | 0.0048433 | 0.0073803 | 0 | 0 | 0.0049402 | 0.0075279 | 0 | 0 | 0.005039 | 0.0076785 | 0 | 0 | 0.0051398 | 0.007832 | 0 | 0 | 0.0052426 | 0.0079887 | 0 | 0 | 0.0053474 | 0.0081485 | 0 | 0 | 0.0054544 | 0.0083114 | 0 | 0 | 0.0055635 | 0.0084777 | 0 | 0 | 0.0056747 | 0.0086472 | 0 | 0 | 0.0057882 | 0.0088201 | 0 | 0 | 0.005904 | 0.0089966 | 0 | 0 | 0.0060221 | 0.0091765 | 0 | 0 | 0.0061425 | 0.00936 | 0 | 0 | 0.0062654 | 0.0095472 | 0 | 0 | 0.0063907 | 0.0097382 | 0 | 0 | 0.0065185 | 0.0099329 | 0 | 0 | 0.0066488 | 0.010132 | 0 | 0 | 0.0067818 | 0.010334 | 0 | 0 | 0.0069084 | 0.010527 | 0 | 0 | 0.0070375 | 0.010724 | 0 | 0 | 0.0071666 | 0.010921 | 0
T&D ($/annual kWh) | 0 | 02-ASM-Assembly-Exit | 10 | TD:0:02-ASM-Assembly-Exit:10 | 0 | 0.0048097 | 0.007329 | 0 | 0 | 0.0049059 | 0.0074756 | 0 | 0 | 0.005004 | 0.0076251 | 0 | 0 | 0.0051041 | 0.0077776 | 0 | 0 | 0.0052061 | 0.0079332 | 0 | 0 | 0.0053103 | 0.0080918 | 0 | 0 | 0.0054165 | 0.0082537 | 0 | 0 | 0.0055248 | 0.0084187 | 0 | 0 | 0.0056353 | 0.0085871 | 0 | 0 | 0.005748 | 0.0087588 | 0 | 0 | 0.005863 | 0.008934 | 0 | 0 | 0.0059802 | 0.0091127 | 0 | 0 | 0.0060998 | 0.009295 | 0 | 0 | 0.0062218 | 0.0094809 | 0 | 0 | 0.0063462 | 0.0096705 | 0 | 0 | 0.0064732 | 0.0098639 | 0 | 0 | 0.0066026 | 0.010061 | 0 | 0 | 0.0067347 | 0.010262 | 0 | 0 | 0.0068694 | 0.010468 | 0 | 0 | 0.0070068 | 0.010677 | 0 | 0 | 0.0071469 | 0.010891 | 0 | 0 | 0.0072898 | 0.011108 | 0 | 0 | 0.0074259 | 0.011316 | 0 | 0 | 0.0075647 | 0.011527 | 0 | 0 | 0.0077034 | 0.011739 | 0
T&D ($/annual kWh) | 0 | 02-ASM-Assembly-Exit | 14 | TD:0:02-ASM-Assembly-Exit:14 | 0 | 0.0048308 | 0.0073611 | 0 | 0 | 0.0049274 | 0.0075084 | 0 | 0 | 0.0050259 | 0.0076585 | 0 | 0 | 0.0051264 | 0.0078117 | 0 | 0 | 0.005229 | 0.0079679 | 0 | 0 | 0.0053335 | 0.0081273 | 0 | 0 | 0.0054402 | 0.0082898 | 0 | 0 | 0.005549 | 0.0084556 | 0 | 0 | 0.00566 | 0.0086248 | 0 | 0 | 0.0057732 | 0.0087973 | 0 | 0 | 0.0058887 | 0.0089732 | 0 | 0 | 0.0060064 | 0.0091527 | 0 | 0 | 0.0061266 | 0.0093357 | 0 | 0 | 0.0062491 | 0.0095224 | 0 | 0 | 0.0063741 | 0.0097129 | 0 | 0 | 0.0065016 | 0.0099071 | 0 | 0 | 0.0066316 | 0.010105 | 0 | 0 | 0.0067642 | 0.010307 | 0 | 0 | 0.0068995 | 0.010514 | 0 | 0 | 0.0070375 | 0.010724 | 0 | 0 | 0.0071782 | 0.010938 | 0 | 0 | 0.0073218 | 0.011157 | 0 | 0 | 0.0074584 | 0.011365 | 0 | 0 | 0.0075978 | 0.011578 | 0 | 0 | 0.0077372 | 0.01179 | 0
T&D ($/annual kWh) | 0 | 02-ASM-Assembly-Exit | 15 | TD:0:02-ASM-Assembly-Exit:15 | 0 | 0.0048222 | 0.0073473 | 0 | 0 | 0.0049187 | 0.0074943 | 0 | 0 | 0.0050171 | 0.0076441 | 0 | 0 | 0.0051174 | 0.007797 | 0 | 0 | 0.0052198 | 0.007953 | 0 | 0 | 0.0053242 | 0.008112 | 0 | 0 | 0.0054306 | 0.0082743 | 0 | 0 | 0.0055392 | 0.0084397 | 0 | 0 | 0.00565 | 0.0086085 | 0 | 0 | 0.005763 | 0.0087807 | 0 | 0 | 0.0058783 | 0.0089563 | 0 | 0 | 0.0059959 | 0.0091355 | 0 | 0 | 0.0061158 | 0.0093182 | 0 | 0 | 0.0062381 | 0.0095045 | 0 | 0 | 0.0063629 | 0.0096946 | 0 | 0 | 0.0064901 | 0.0098885 | 0 | 0 | 0.0066199 | 0.010086 | 0 | 0 | 0.0067523 | 0.010288 | 0 | 0 | 0.0068874 | 0.010494 | 0 | 0 | 0.0070251 | 0.010704 | 0 | 0 | 0.0071656 | 0.010918 | 0 | 0 | 0.0073089 | 0.011136 | 0 | 0 | 0.0074453 | 0.011344 | 0 | 0 | 0.0075844 | 0.011556 | 0 | 0 | 0.0077236 | 0.011768 | 0
T&D ($/annual kWh) | 0 | 02-ASM-Assembly-Exit | SYSTEM | TD:0:02-ASM-Assembly-Exit:SYSTEM | 0 | 0.0044745 | 0.0068183 | 0 | 0 | 0.004564 | 0.0069546 | 0 | 0 | 0.0046553 | 0.0070937 | 0 | 0 | 0.0047484 | 0.0072356 | 0 | 0 | 0.0048433 | 0.0073803 | 0 | 0 | 0.0049402 | 0.0075279 | 0 | 0 | 0.005039 | 0.0076785 | 0 | 0 | 0.0051398 | 0.007832 | 0 | 0 | 0.0052426 | 0.0079887 | 0 | 0 | 0.0053474 | 0.0081485 | 0 | 0 | 0.0054544 | 0.0083114 | 0 | 0 | 0.0055635 | 0.0084777 | 0 | 0 | 0.0056747 | 0.0086472 | 0 | 0 | 0.0057882 | 0.0088201 | 0 | 0 | 0.005904 | 0.0089966 | 0 | 0 | 0.0060221 | 0.0091765 | 0 | 0 | 0.0061425 | 0.00936 | 0 | 0 | 0.0062654 | 0.0095472 | 0 | 0 | 0.0063907 | 0.0097382 | 0 | 0 | 0.0065185 | 0.0099329 | 0 | 0 | 0.0066488 | 0.010132 | 0 | 0 | 0.0067818 | 0.010334 | 0 | 0 | 0.0069084 | 0.010527 | 0 | 0 | 0.0070375 | 0.010724 | 0 | 0 | 0.0071666 | 0.010921 | 0
T&D ($/annual kWh) | 0 | 02-ASM-Assembly-ExtLight | 7 | TD:0:02-ASM-Assembly-ExtLight:7 | 0 | 0.00050243 | 0.00076561 | 0 | 0 | 0.00051248 | 0.00078092 | 0 | 0 | 0.00052273 | 0.00079654 | 0 | 0 | 0.00053318 | 0.00081247 | 0 | 0 | 0.00054385 | 0.00082872 | 0 | 0 | 0.00055472 | 0.00084529 | 0 | 0 | 0.00056582 | 0.0008622 | 0 | 0 | 0.00057714 | 0.00087944 | 0 | 0 | 0.00058868 | 0.00089703 | 0 | 0 | 0.00060045 | 0.00091497 | 0 | 0 | 0.00061246 | 0.00093327 | 0 | 0 | 0.00062471 | 0.00095194 | 0 | 0 | 0.0006372 | 0.00097098 | 0 | 0 | 0.00064995 | 0.0009904 | 0 | 0 | 0.00066295 | 0.0010102 | 0 | 0 | 0.00067621 | 0.0010304 | 0 | 0 | 0.00068973 | 0.001051 | 0 | 0 | 0.00070352 | 0.001072 | 0 | 0 | 0.0007176 | 0.0010935 | 0 | 0 | 0.00073195 | 0.0011153 | 0 | 0 | 0.00074659 | 0.0011377 | 0 | 0 | 0.00076152 | 0.0011604 | 0 | 0 | 0.00077573 | 0.0011821 | 0 | 0 | 0.00079022 | 0.0012042 | 0 | 0 | 0.00080472 | 0.0012262 | 0
T&D ($/annual kWh) | 0 | 02-ASM-Assembly-ExtLight | 10 | TD:0:02-ASM-Assembly-ExtLight:10 | 0 | 0.00056609 | 0.00086262 | 0 | 0 | 0.00057741 | 0.00087987 | 0 | 0 | 0.00058896 | 0.00089747 | 0 | 0 | 0.00060074 | 0.00091542 | 0 | 0 | 0.00061276 | 0.00093373 | 0 | 0 | 0.00062501 | 0.0009524 | 0 | 0 | 0.00063751 | 0.00097145 | 0 | 0 | 0.00065026 | 0.00099088 | 0 | 0 | 0.00066327 | 0.0010107 | 0 | 0 | 0.00067653 | 0.0010309 | 0 | 0 | 0.00069006 | 0.0010515 | 0 | 0 | 0.00070387 | 0.0010726 | 0 | 0 | 0.00071794 | 0.001094 | 0 | 0 | 0.0007323 | 0.0011159 | 0 | 0 | 0.00074695 | 0.0011382 | 0 | 0 | 0.00076189 | 0.001161 | 0 | 0 | 0.00077712 | 0.0011842 | 0 | 0 | 0.00079267 | 0.0012079 | 0 | 0 | 0.00080852 | 0.001232 | 0 | 0 | 0.00082469 | 0.0012567 | 0 | 0 | 0.00084118 | 0.0012818 | 0 | 0 | 0.00085801 | 0.0013074 | 0 | 0 | 0.00087402 | 0.0013318 | 0 | 0 | 0.00089035 | 0.0013567 | 0 | 0 | 0.00090669 | 0.0013816 | 0
T&D ($/annual kWh) | 0 | 02-ASM-Assembly-ExtLight | 14 | TD:0:02-ASM-Assembly-ExtLight:14 | 0 | 0.0005701 | 0.00086872 | 0 | 0 | 0.0005815 | 0.0008861 | 0 | 0 | 0.00059313 | 0.00090382 | 0 | 0 | 0.00060499 | 0.00092189 | 0 | 0 | 0.00061709 | 0.00094033 | 0 | 0 | 0.00062944 | 0.00095914 | 0 | 0 | 0.00064202 | 0.00097832 | 0 | 0 | 0.00065486 | 0.00099789 | 0 | 0 | 0.00066796 | 0.0010178 | 0 | 0 | 0.00068132 | 0.0010382 | 0 | 0 | 0.00069495 | 0.001059 | 0 | 0 | 0.00070885 | 0.0010801 | 0 | 0 | 0.00072302 | 0.0011017 | 0 | 0 | 0.00073748 | 0.0011238 | 0 | 0 | 0.00075223 | 0.0011463 | 0 | 0 | 0.00076728 | 0.0011692 | 0 | 0 | 0.00078262 | 0.0011926 | 0 | 0 | 0.00079828 | 0.0012164 | 0 | 0 | 0.00081424 | 0.0012407 | 0 | 0 | 0.00083053 | 0.0012656 | 0 | 0 | 0.00084714 | 0.0012909 | 0 | 0 | 0.00086408 | 0.0013167 | 0 | 0 | 0.0008802 | 0.0013413 | 0 | 0 | 0.00089665 | 0.0013663 | 0 | 0 | 0.0009131 | 0.0013914 | 0
T&D ($/annual kWh) | 0 | 02-ASM-Assembly-ExtLight | 15 | TD:0:02-ASM-Assembly-ExtLight:15 | 0 | 0.00062614 | 0.00095246 | 0 | 0 | 0.00063867 | 0.00097151 | 0 | 0 | 0.00065144 | 0.00099094 | 0 | 0 | 0.00066447 | 0.0010108 | 0 | 0 | 0.00067776 | 0.001031 | 0 | 0 | 0.00069131 | 0.0010516 | 0 | 0 | 0.00070514 | 0.0010726 | 0 | 0 | 0.00071924 | 0.0010941 | 0 | 0 | 0.00073363 | 0.001116 | 0 | 0 | 0.0007483 | 0.0011383 | 0 | 0 | 0.00076327 | 0.001161 | 0 | 0 | 0.00077853 | 0.0011843 | 0 | 0 | 0.0007941 | 0.0012079 | 0 | 0 | 0.00080999 | 0.0012321 | 0 | 0 | 0.00082618 | 0.0012567 | 0 | 0 | 0.00084271 | 0.0012819 | 0 | 0 | 0.00085956 | 0.0013075 | 0 | 0 | 0.00087675 | 0.0013337 | 0 | 0 | 0.00089429 | 0.0013603 | 0 | 0 | 0.00091217 | 0.0013876 | 0 | 0 | 0.00093042 | 0.0014153 | 0 | 0 | 0.00094903 | 0.0014436 | 0 | 0 | 0.00096673 | 0.0014705 | 0 | 0 | 0.0009848 | 0.001498 | 0 | 0 | 0.0010029 | 0.0015255 | 0
T&D ($/annual kWh) | 0 | 02-ASM-Assembly-ExtLight | SYSTEM | TD:0:02-ASM-Assembly-ExtLight:SYSTEM | 0 | 0.00050243 | 0.00076561 | 0 | 0 | 0.00051248 | 0.00078092 | 0 | 0 | 0.00052273 | 0.00079654 | 0 | 0 | 0.00053318 | 0.00081247 | 0 | 0 | 0.00054385 | 0.00082872 | 0 | 0 | 0.00055472 | 0.00084529 | 0 | 0 | 0.00056582 | 0.0008622 | 0 | 0 | 0.00057714 | 0.00087944 | 0 | 0 | 0.00058868 | 0.00089703 | 0 | 0 | 0.00060045 | 0.00091497 | 0 | 0 | 0.00061246 | 0.00093327 | 0 | 0 | 0.00062471 | 0.00095194 | 0 | 0 | 0.0006372 | 0.00097098 | 0 | 0 | 0.00064995 | 0.0009904 | 0 | 0 | 0.00066295 | 0.0010102 | 0 | 0 | 0.00067621 | 0.0010304 | 0 | 0 | 0.00068973 | 0.001051 | 0 | 0 | 0.00070352 | 0.001072 | 0 | 0 | 0.0007176 | 0.0010935 | 0 | 0 | 0.00073195 | 0.0011153 | 0 | 0 | 0.00074659 | 0.0011377 | 0 | 0 | 0.00076152 | 0.0011604 | 0 | 0 | 0.00077573 | 0.0011821 | 0 | 0 | 0.00079022 | 0.0012042 | 0 | 0 | 0.00080472 | 0.0012262 | 0
T&D ($/annual kWh) | 0 | 02-ASM-Assembly-IntLight | 7 | TD:0:02-ASM-Assembly-IntLight:7 | 0 | 0.0068885 | 0.010497 | 0 | 0 | 0.0070263 | 0.010707 | 0 | 0 | 0.0071668 | 0.010921 | 0 | 0 | 0.0073101 | 0.011139 | 0 | 0 | 0.0074563 | 0.011362 | 0 | 0 | 0.0076055 | 0.011589 | 0 | 0 | 0.0077576 | 0.011821 | 0 | 0 | 0.0079127 | 0.012057 | 0 | 0 | 0.008071 | 0.012299 | 0 | 0 | 0.0082324 | 0.012545 | 0 | 0 | 0.0083971 | 0.012796 | 0 | 0 | 0.008565 | 0.013051 | 0 | 0 | 0.0087363 | 0.013312 | 0 | 0 | 0.008911 | 0.013579 | 0 | 0 | 0.0090892 | 0.01385 | 0 | 0 | 0.009271 | 0.014127 | 0 | 0 | 0.0094564 | 0.01441 | 0 | 0 | 0.0096456 | 0.014698 | 0 | 0 | 0.0098385 | 0.014992 | 0 | 0 | 0.010035 | 0.015292 | 0 | 0 | 0.010236 | 0.015598 | 0 | 0 | 0.010441 | 0.01591 | 0 | 0 | 0.010635 | 0.016206 | 0 | 0 | 0.010834 | 0.016509 | 0 | 0 | 0.011033 | 0.016812 | 0
T&D ($/annual kWh) | 0 | 02-ASM-Assembly-IntLight | 10 | TD:0:02-ASM-Assembly-IntLight:10 | 0 | 0.0074789 | 0.011396 | 0 | 0 | 0.0076284 | 0.011624 | 0 | 0 | 0.007781 | 0.011857 | 0 | 0 | 0.0079366 | 0.012094 | 0 | 0 | 0.0080953 | 0.012336 | 0 | 0 | 0.0082573 | 0.012582 | 0 | 0 | 0.0084224 | 0.012834 | 0 | 0 | 0.0085909 | 0.013091 | 0 | 0 | 0.0087627 | 0.013353 | 0 | 0 | 0.0089379 | 0.01362 | 0 | 0 | 0.0091167 | 0.013892 | 0 | 0 | 0.009299 | 0.01417 | 0 | 0 | 0.009485 | 0.014453 | 0 | 0 | 0.0096747 | 0.014742 | 0 | 0 | 0.0098682 | 0.015037 | 0 | 0 | 0.010066 | 0.015338 | 0 | 0 | 0.010267 | 0.015645 | 0 | 0 | 0.010472 | 0.015958 | 0 | 0 | 0.010682 | 0.016277 | 0 | 0 | 0.010895 | 0.016602 | 0 | 0 | 0.011113 | 0.016934 | 0 | 0 | 0.011335 | 0.017273 | 0 | 0 | 0.011547 | 0.017595 | 0 | 0 | 0.011763 | 0.017924 | 0 | 0 | 0.011979 | 0.018253 | 0
T&D ($/annual kWh) | 0 | 02-ASM-Assembly-IntLight | 14 | TD:0:02-ASM-Assembly-IntLight:14 | 0 | 0.007516 | 0.011453 | 0 | 0 | 0.0076663 | 0.011682 | 0 | 0 | 0.0078196 | 0.011916 | 0 | 0 | 0.007976 | 0.012154 | 0 | 0 | 0.0081356 | 0.012397 | 0 | 0 | 0.0082983 | 0.012645 | 0 | 0 | 0.0084642 | 0.012898 | 0 | 0 | 0.0086335 | 0.013156 | 0 | 0 | 0.0088062 | 0.013419 | 0 | 0 | 0.0089823 | 0.013687 | 0 | 0 | 0.009162 | 0.013961 | 0 | 0 | 0.0093452 | 0.01424 | 0 | 0 | 0.0095321 | 0.014525 | 0 | 0 | 0.0097227 | 0.014816 | 0 | 0 | 0.0099172 | 0.015112 | 0 | 0 | 0.010116 | 0.015414 | 0 | 0 | 0.010318 | 0.015722 | 0 | 0 | 0.010524 | 0.016037 | 0 | 0 | 0.010735 | 0.016358 | 0 | 0 | 0.010949 | 0.016685 | 0 | 0 | 0.011168 | 0.017018 | 0 | 0 | 0.011392 | 0.017359 | 0 | 0 | 0.011604 | 0.017683 | 0 | 0 | 0.011821 | 0.018013 | 0 | 0 | 0.012038 | 0.018344 | 0
T&D ($/annual kWh) | 0 | 02-ASM-Assembly-IntLight | 15 | TD:0:02-ASM-Assembly-IntLight:15 | 0 | 0.0074806 | 0.011399 | 0 | 0 | 0.0076302 | 0.011627 | 0 | 0 | 0.0077828 | 0.011859 | 0 | 0 | 0.0079385 | 0.012096 | 0 | 0 | 0.0080973 | 0.012338 | 0 | 0 | 0.0082592 | 0.012585 | 0 | 0 | 0.0084244 | 0.012837 | 0 | 0 | 0.0085929 | 0.013093 | 0 | 0 | 0.0087647 | 0.013355 | 0 | 0 | 0.00894 | 0.013622 | 0 | 0 | 0.0091188 | 0.013895 | 0 | 0 | 0.0093012 | 0.014173 | 0 | 0 | 0.0094872 | 0.014456 | 0 | 0 | 0.009677 | 0.014745 | 0 | 0 | 0.0098705 | 0.01504 | 0 | 0 | 0.010068 | 0.015341 | 0 | 0 | 0.010269 | 0.015648 | 0 | 0 | 0.010475 | 0.015961 | 0 | 0 | 0.010684 | 0.01628 | 0 | 0 | 0.010898 | 0.016606 | 0 | 0 | 0.011116 | 0.016938 | 0 | 0 | 0.011338 | 0.017276 | 0 | 0 | 0.01155 | 0.017599 | 0 | 0 | 0.011766 | 0.017928 | 0 | 0 | 0.011981 | 0.018257 | 0
T&D ($/annual kWh) | 0 | 02-ASM-Assembly-IntLight | SYSTEM | TD:0:02-ASM-Assembly-IntLight:SYSTEM | 0 | 0.0068885 | 0.010497 | 0 | 0 | 0.0070263 | 0.010707 | 0 | 0 | 0.0071668 | 0.010921 | 0 | 0 | 0.0073101 | 0.011139 | 0 | 0 | 0.0074563 | 0.011362 | 0 | 0 | 0.0076055 | 0.011589 | 0 | 0 | 0.0077576 | 0.011821 | 0 | 0 | 0.0079127 | 0.012057 | 0 | 0 | 0.008071 | 0.012299 | 0 | 0 | 0.0082324 | 0.012545 | 0 | 0 | 0.0083971 | 0.012796 | 0 | 0 | 0.008565 | 0.013051 | 0 | 0 | 0.0087363 | 0.013312 | 0 | 0 | 0.008911 | 0.013579 | 0 | 0 | 0.0090892 | 0.01385 | 0 | 0 | 0.009271 | 0.014127 | 0 | 0 | 0.0094564 | 0.01441 | 0 | 0 | 0.0096456 | 0.014698 | 0 | 0 | 0.0098385 | 0.014992 | 0 | 0 | 0.010035 | 0.015292 | 0 | 0 | 0.010236 | 0.015598 | 0 | 0 | 0.010441 | 0.01591 | 0 | 0 | 0.010635 | 0.016206 | 0 | 0 | 0.010834 | 0.016509 | 0 | 0 | 0.011033 | 0.016812 | 0
T&D ($/annual kWh) | 0 | 03-BCR-BothResidentialandCommercial-COOL | 7 | TD:0:03-BCR-BothResidentialandCommercial-COOL:7 | 0 | 0.015774 | 0.024037 | 0 | 0 | 0.01609 | 0.024518 | 0 | 0 | 0.016412 | 0.025008 | 0 | 0 | 0.01674 | 0.025509 | 0 | 0 | 0.017075 | 0.026019 | 0 | 0 | 0.017416 | 0.026539 | 0 | 0 | 0.017765 | 0.02707 | 0 | 0 | 0.01812 | 0.027611 | 0 | 0 | 0.018482 | 0.028164 | 0 | 0 | 0.018852 | 0.028727 | 0 | 0 | 0.019229 | 0.029301 | 0 | 0 | 0.019614 | 0.029887 | 0 | 0 | 0.020006 | 0.030485 | 0 | 0 | 0.020406 | 0.031095 | 0 | 0 | 0.020814 | 0.031717 | 0 | 0 | 0.02123 | 0.032351 | 0 | 0 | 0.021655 | 0.032998 | 0 | 0 | 0.022088 | 0.033658 | 0 | 0 | 0.02253 | 0.034331 | 0 | 0 | 0.02298 | 0.035018 | 0 | 0 | 0.02344 | 0.035718 | 0 | 0 | 0.023909 | 0.036433 | 0 | 0 | 0.024355 | 0.037112 | 0 | 0 | 0.02481 | 0.037806 | 0 | 0 | 0.025265 | 0.0385 | 0
T&D ($/annual kWh) | 0 | 03-BCR-BothResidentialandCommercial-COOL | 10 | TD:0:03-BCR-BothResidentialandCommercial-COOL:10 | 0 | 0.017717 | 0.026997 | 0 | 0 | 0.018071 | 0.027537 | 0 | 0 | 0.018432 | 0.028088 | 0 | 0 | 0.018801 | 0.028649 | 0 | 0 | 0.019177 | 0.029222 | 0 | 0 | 0.019561 | 0.029807 | 0 | 0 | 0.019952 | 0.030403 | 0 | 0 | 0.020351 | 0.031011 | 0 | 0 | 0.020758 | 0.031631 | 0 | 0 | 0.021173 | 0.032264 | 0 | 0 | 0.021597 | 0.032909 | 0 | 0 | 0.022028 | 0.033567 | 0 | 0 | 0.022469 | 0.034239 | 0 | 0 | 0.022918 | 0.034923 | 0 | 0 | 0.023377 | 0.035622 | 0 | 0 | 0.023844 | 0.036334 | 0 | 0 | 0.024321 | 0.037061 | 0 | 0 | 0.024808 | 0.037802 | 0 | 0 | 0.025304 | 0.038558 | 0 | 0 | 0.02581 | 0.039329 | 0 | 0 | 0.026326 | 0.040116 | 0 | 0 | 0.026853 | 0.040918 | 0 | 0 | 0.027354 | 0.041682 | 0 | 0 | 0.027865 | 0.042461 | 0 | 0 | 0.028376 | 0.04324 | 0
T&D ($/annual kWh) | 0 | 03-BCR-BothResidentialandCommercial-COOL | 14 | TD:0:03-BCR-BothResidentialandCommercial-COOL:14 | 0 | 0.017839 | 0.027183 | 0 | 0 | 0.018196 | 0.027727 | 0 | 0 | 0.01856 | 0.028281 | 0 | 0 | 0.018931 | 0.028847 | 0 | 0 | 0.019309 | 0.029424 | 0 | 0 | 0.019696 | 0.030012 | 0 | 0 | 0.02009 | 0.030613 | 0 | 0 | 0.020491 | 0.031225 | 0 | 0 | 0.020901 | 0.031849 | 0 | 0 | 0.021319 | 0.032486 | 0 | 0 | 0.021746 | 0.033136 | 0 | 0 | 0.02218 | 0.033799 | 0 | 0 | 0.022624 | 0.034475 | 0 | 0 | 0.023077 | 0.035164 | 0 | 0 | 0.023538 | 0.035868 | 0 | 0 | 0.024009 | 0.036585 | 0 | 0 | 0.024489 | 0.037317 | 0 | 0 | 0.024979 | 0.038063 | 0 | 0 | 0.025478 | 0.038824 | 0 | 0 | 0.025988 | 0.039601 | 0 | 0 | 0.026508 | 0.040393 | 0 | 0 | 0.027038 | 0.041201 | 0 | 0 | 0.027542 | 0.041969 | 0 | 0 | 0.028057 | 0.042754 | 0 | 0 | 0.028572 | 0.043538 | 0
T&D ($/annual kWh) | 0 | 03-BCR-BothResidentialandCommercial-COOL | 15 | TD:0:03-BCR-BothResidentialandCommercial-COOL:15 | 0 | 0.017808 | 0.027135 | 0 | 0 | 0.018164 | 0.027677 | 0 | 0 | 0.018527 | 0.028231 | 0 | 0 | 0.018898 | 0.028796 | 0 | 0 | 0.019276 | 0.029371 | 0 | 0 | 0.019661 | 0.029959 | 0 | 0 | 0.020054 | 0.030558 | 0 | 0 | 0.020455 | 0.031169 | 0 | 0 | 0.020865 | 0.031793 | 0 | 0 | 0.021282 | 0.032428 | 0 | 0 | 0.021707 | 0.033077 | 0 | 0 | 0.022142 | 0.033739 | 0 | 0 | 0.022584 | 0.034413 | 0 | 0 | 0.023036 | 0.035102 | 0 | 0 | 0.023497 | 0.035804 | 0 | 0 | 0.023967 | 0.03652 | 0 | 0 | 0.024446 | 0.03725 | 0 | 0 | 0.024935 | 0.037995 | 0 | 0 | 0.025434 | 0.038755 | 0 | 0 | 0.025942 | 0.03953 | 0 | 0 | 0.026461 | 0.040321 | 0 | 0 | 0.02699 | 0.041127 | 0 | 0 | 0.027494 | 0.041895 | 0 | 0 | 0.028008 | 0.042678 | 0 | 0 | 0.028522 | 0.04346 | 0
T&D ($/annual kWh) | 0 | 03-BCR-BothResidentialandCommercial-COOL | SYSTEM | TD:0:03-BCR-BothResidentialandCommercial-COOL:SYSTEM | 0 | 0.015774 | 0.024037 | 0 | 0 | 0.01609 | 0.024518 | 0 | 0 | 0.016412 | 0.025008 | 0 | 0 | 0.01674 | 0.025509 | 0 | 0 | 0.017075 | 0.026019 | 0 | 0 | 0.017416 | 0.026539 | 0 | 0 | 0.017765 | 0.02707 | 0 | 0 | 0.01812 | 0.027611 | 0 | 0 | 0.018482 | 0.028164 | 0 | 0 | 0.018852 | 0.028727 | 0 | 0 | 0.019229 | 0.029301 | 0 | 0 | 0.019614 | 0.029887 | 0 | 0 | 0.020006 | 0.030485 | 0 | 0 | 0.020406 | 0.031095 | 0 | 0 | 0.020814 | 0.031717 | 0 | 0 | 0.02123 | 0.032351 | 0 | 0 | 0.021655 | 0.032998 | 0 | 0 | 0.022088 | 0.033658 | 0 | 0 | 0.02253 | 0.034331 | 0 | 0 | 0.02298 | 0.035018 | 0 | 0 | 0.02344 | 0.035718 | 0 | 0 | 0.023909 | 0.036433 | 0 | 0 | 0.024355 | 0.037112 | 0 | 0 | 0.02481 | 0.037806 | 0 | 0 | 0.025265 | 0.0385 | 0
T&D ($/annual kWh) | 0 | 03-BCR-BothResidentialandCommercial-LIT_INT | 7 | TD:0:03-BCR-BothResidentialandCommercial-LIT_INT:7 | 0 | 0.0072233 | 0.011007 | 0 | 0 | 0.0073678 | 0.011227 | 0 | 0 | 0.0075152 | 0.011452 | 0 | 0 | 0.0076655 | 0.011681 | 0 | 0 | 0.0078188 | 0.011914 | 0 | 0 | 0.0079752 | 0.012153 | 0 | 0 | 0.0081347 | 0.012396 | 0 | 0 | 0.0082974 | 0.012644 | 0 | 0 | 0.0084633 | 0.012896 | 0 | 0 | 0.0086326 | 0.013154 | 0 | 0 | 0.0088052 | 0.013417 | 0 | 0 | 0.0089813 | 0.013686 | 0 | 0 | 0.0091609 | 0.01396 | 0 | 0 | 0.0093442 | 0.014239 | 0 | 0 | 0.009531 | 0.014524 | 0 | 0 | 0.0097217 | 0.014814 | 0 | 0 | 0.0099161 | 0.01511 | 0 | 0 | 0.010114 | 0.015412 | 0 | 0 | 0.010317 | 0.015721 | 0 | 0 | 0.010523 | 0.016035 | 0 | 0 | 0.010734 | 0.016356 | 0 | 0 | 0.010948 | 0.016683 | 0 | 0 | 0.011152 | 0.016994 | 0 | 0 | 0.011361 | 0.017312 | 0 | 0 | 0.011569 | 0.017629 | 0
T&D ($/annual kWh) | 0 | 03-BCR-BothResidentialandCommercial-LIT_INT | 10 | TD:0:03-BCR-BothResidentialandCommercial-LIT_INT:10 | 0 | 0.0079525 | 0.012118 | 0 | 0 | 0.0081116 | 0.01236 | 0 | 0 | 0.0082738 | 0.012608 | 0 | 0 | 0.0084393 | 0.01286 | 0 | 0 | 0.0086081 | 0.013117 | 0 | 0 | 0.0087802 | 0.013379 | 0 | 0 | 0.0089558 | 0.013647 | 0 | 0 | 0.0091349 | 0.01392 | 0 | 0 | 0.0093176 | 0.014198 | 0 | 0 | 0.009504 | 0.014482 | 0 | 0 | 0.0096941 | 0.014772 | 0 | 0 | 0.009888 | 0.015067 | 0 | 0 | 0.010086 | 0.015369 | 0 | 0 | 0.010287 | 0.015676 | 0 | 0 | 0.010493 | 0.01599 | 0 | 0 | 0.010703 | 0.016309 | 0 | 0 | 0.010917 | 0.016636 | 0 | 0 | 0.011135 | 0.016968 | 0 | 0 | 0.011358 | 0.017308 | 0 | 0 | 0.011585 | 0.017654 | 0 | 0 | 0.011817 | 0.018007 | 0 | 0 | 0.012053 | 0.018367 | 0 | 0 | 0.012278 | 0.01871 | 0 | 0 | 0.012508 | 0.019059 | 0 | 0 | 0.012737 | 0.019409 | 0
T&D ($/annual kWh) | 0 | 03-BCR-BothResidentialandCommercial-LIT_INT | 14 | TD:0:03-BCR-BothResidentialandCommercial-LIT_INT:14 | 0 | 0.0079984 | 0.012188 | 0 | 0 | 0.0081584 | 0.012432 | 0 | 0 | 0.0083215 | 0.01268 | 0 | 0 | 0.008488 | 0.012934 | 0 | 0 | 0.0086577 | 0.013193 | 0 | 0 | 0.0088309 | 0.013457 | 0 | 0 | 0.0090075 | 0.013726 | 0 | 0 | 0.0091876 | 0.014 | 0 | 0 | 0.0093714 | 0.01428 | 0 | 0 | 0.0095588 | 0.014566 | 0 | 0 | 0.00975 | 0.014857 | 0 | 0 | 0.009945 | 0.015154 | 0 | 0 | 0.010144 | 0.015457 | 0 | 0 | 0.010347 | 0.015767 | 0 | 0 | 0.010554 | 0.016082 | 0 | 0 | 0.010765 | 0.016403 | 0 | 0 | 0.01098 | 0.016732 | 0 | 0 | 0.0112 | 0.017066 | 0 | 0 | 0.011424 | 0.017408 | 0 | 0 | 0.011652 | 0.017756 | 0 | 0 | 0.011885 | 0.018111 | 0 | 0 | 0.012123 | 0.018473 | 0 | 0 | 0.012349 | 0.018818 | 0 | 0 | 0.01258 | 0.019169 | 0 | 0 | 0.012811 | 0.019521 | 0
T&D ($/annual kWh) | 0 | 03-BCR-BothResidentialandCommercial-LIT_INT | 15 | TD:0:03-BCR-BothResidentialandCommercial-LIT_INT:15 | 0 | 0.0079748 | 0.012152 | 0 | 0 | 0.0081343 | 0.012395 | 0 | 0 | 0.008297 | 0.012642 | 0 | 0 | 0.0084629 | 0.012895 | 0 | 0 | 0.0086322 | 0.013153 | 0 | 0 | 0.0088048 | 0.013416 | 0 | 0 | 0.0089809 | 0.013685 | 0 | 0 | 0.0091605 | 0.013958 | 0 | 0 | 0.0093438 | 0.014237 | 0 | 0 | 0.0095306 | 0.014522 | 0 | 0 | 0.0097212 | 0.014813 | 0 | 0 | 0.0099157 | 0.015109 | 0 | 0 | 0.010114 | 0.015411 | 0 | 0 | 0.010316 | 0.015719 | 0 | 0 | 0.010523 | 0.016034 | 0 | 0 | 0.010733 | 0.016354 | 0 | 0 | 0.010948 | 0.016681 | 0 | 0 | 0.011167 | 0.017015 | 0 | 0 | 0.01139 | 0.017355 | 0 | 0 | 0.011618 | 0.017702 | 0 | 0 | 0.01185 | 0.018056 | 0 | 0 | 0.012087 | 0.018418 | 0 | 0 | 0.012313 | 0.018761 | 0 | 0 | 0.012543 | 0.019112 | 0 | 0 | 0.012773 | 0.019463 | 0
T&D ($/annual kWh) | 0 | 03-BCR-BothResidentialandCommercial-LIT_INT | SYSTEM | TD:0:03-BCR-BothResidentialandCommercial-LIT_INT:SYSTEM | 0 | 0.0072233 | 0.011007 | 0 | 0 | 0.0073678 | 0.011227 | 0 | 0 | 0.0075152 | 0.011452 | 0 | 0 | 0.0076655 | 0.011681 | 0 | 0 | 0.0078188 | 0.011914 | 0 | 0 | 0.0079752 | 0.012153 | 0 | 0 | 0.0081347 | 0.012396 | 0 | 0 | 0.0082974 | 0.012644 | 0 | 0 | 0.0084633 | 0.012896 | 0 | 0 | 0.0086326 | 0.013154 | 0 | 0 | 0.0088052 | 0.013417 | 0 | 0 | 0.0089813 | 0.013686 | 0 | 0 | 0.0091609 | 0.01396 | 0 | 0 | 0.0093442 | 0.014239 | 0 | 0 | 0.009531 | 0.014524 | 0 | 0 | 0.0097217 | 0.014814 | 0 | 0 | 0.0099161 | 0.01511 | 0 | 0 | 0.010114 | 0.015412 | 0 | 0 | 0.010317 | 0.015721 | 0 | 0 | 0.010523 | 0.016035 | 0 | 0 | 0.010734 | 0.016356 | 0 | 0 | 0.010948 | 0.016683 | 0 | 0 | 0.011152 | 0.016994 | 0 | 0 | 0.011361 | 0.017312 | 0 | 0 | 0.011569 | 0.017629 | 0
T&D ($/annual kWh) | 0 | 03-BCR-BothResidentialandCommercial-OFF_EQ | 7 | TD:0:03-BCR-BothResidentialandCommercial-OFF_EQ:7 | 0 | 0.0064839 | 0.0098803 | 0 | 0 | 0.0066136 | 0.010078 | 0 | 0 | 0.0067459 | 0.010279 | 0 | 0 | 0.0068808 | 0.010485 | 0 | 0 | 0.0070184 | 0.010695 | 0 | 0 | 0.0071588 | 0.010909 | 0 | 0 | 0.007302 | 0.011127 | 0 | 0 | 0.007448 | 0.011349 | 0 | 0 | 0.007597 | 0.011576 | 0 | 0 | 0.0077489 | 0.011808 | 0 | 0 | 0.0079039 | 0.012044 | 0 | 0 | 0.0080619 | 0.012285 | 0 | 0 | 0.0082232 | 0.012531 | 0 | 0 | 0.0083876 | 0.012781 | 0 | 0 | 0.0085554 | 0.013037 | 0 | 0 | 0.0087265 | 0.013298 | 0 | 0 | 0.008901 | 0.013563 | 0 | 0 | 0.0090791 | 0.013835 | 0 | 0 | 0.0092606 | 0.014111 | 0 | 0 | 0.0094459 | 0.014394 | 0 | 0 | 0.0096348 | 0.014682 | 0 | 0 | 0.0098275 | 0.014975 | 0 | 0 | 0.010011 | 0.015255 | 0 | 0 | 0.010198 | 0.01554 | 0 | 0 | 0.010385 | 0.015825 | 0
T&D ($/annual kWh) | 0 | 03-BCR-BothResidentialandCommercial-OFF_EQ | 10 | TD:0:03-BCR-BothResidentialandCommercial-OFF_EQ:10 | 0 | 0.0071532 | 0.0109 | 0 | 0 | 0.0072963 | 0.011118 | 0 | 0 | 0.0074422 | 0.011341 | 0 | 0 | 0.0075911 | 0.011567 | 0 | 0 | 0.0077429 | 0.011799 | 0 | 0 | 0.0078978 | 0.012035 | 0 | 0 | 0.0080557 | 0.012275 | 0 | 0 | 0.0082168 | 0.012521 | 0 | 0 | 0.0083812 | 0.012771 | 0 | 0 | 0.0085488 | 0.013027 | 0 | 0 | 0.0087198 | 0.013287 | 0 | 0 | 0.0088942 | 0.013553 | 0 | 0 | 0.0090721 | 0.013824 | 0 | 0 | 0.0092535 | 0.014101 | 0 | 0 | 0.0094386 | 0.014383 | 0 | 0 | 0.0096273 | 0.01467 | 0 | 0 | 0.0098199 | 0.014964 | 0 | 0 | 0.010016 | 0.015263 | 0 | 0 | 0.010217 | 0.015568 | 0 | 0 | 0.010421 | 0.01588 | 0 | 0 | 0.010629 | 0.016197 | 0 | 0 | 0.010842 | 0.016521 | 0 | 0 | 0.011044 | 0.016829 | 0 | 0 | 0.011251 | 0.017144 | 0 | 0 | 0.011457 | 0.017458 | 0
T&D ($/annual kWh) | 0 | 03-BCR-BothResidentialandCommercial-OFF_EQ | 14 | TD:0:03-BCR-BothResidentialandCommercial-OFF_EQ:14 | 0 | 0.0071954 | 0.010964 | 0 | 0 | 0.0073393 | 0.011184 | 0 | 0 | 0.0074861 | 0.011407 | 0 | 0 | 0.0076358 | 0.011635 | 0 | 0 | 0.0077885 | 0.011868 | 0 | 0 | 0.0079443 | 0.012106 | 0 | 0 | 0.0081032 | 0.012348 | 0 | 0 | 0.0082652 | 0.012595 | 0 | 0 | 0.0084305 | 0.012847 | 0 | 0 | 0.0085991 | 0.013103 | 0 | 0 | 0.0087711 | 0.013366 | 0 | 0 | 0.0089465 | 0.013633 | 0 | 0 | 0.0091255 | 0.013905 | 0 | 0 | 0.009308 | 0.014184 | 0 | 0 | 0.0094941 | 0.014467 | 0 | 0 | 0.009684 | 0.014757 | 0 | 0 | 0.0098777 | 0.015052 | 0 | 0 | 0.010075 | 0.015353 | 0 | 0 | 0.010277 | 0.01566 | 0 | 0 | 0.010482 | 0.015973 | 0 | 0 | 0.010692 | 0.016292 | 0 | 0 | 0.010906 | 0.016618 | 0 | 0 | 0.011109 | 0.016928 | 0 | 0 | 0.011317 | 0.017245 | 0 | 0 | 0.011525 | 0.017561 | 0
T&D ($/annual kWh) | 0 | 03-BCR-BothResidentialandCommercial-OFF_EQ | 15 | TD:0:03-BCR-BothResidentialandCommercial-OFF_EQ:15 | 0 | 0.0071814 | 0.010942 | 0 | 0 | 0.0073251 | 0.011161 | 0 | 0 | 0.0074716 | 0.011385 | 0 | 0 | 0.007621 | 0.011612 | 0 | 0 | 0.0077734 | 0.011844 | 0 | 0 | 0.0079289 | 0.012081 | 0 | 0 | 0.0080875 | 0.012323 | 0 | 0 | 0.0082492 | 0.012569 | 0 | 0 | 0.0084142 | 0.012821 | 0 | 0 | 0.0085825 | 0.013077 | 0 | 0 | 0.0087541 | 0.013339 | 0 | 0 | 0.0089292 | 0.013606 | 0 | 0 | 0.0091078 | 0.013878 | 0 | 0 | 0.0092899 | 0.014155 | 0 | 0 | 0.0094757 | 0.014438 | 0 | 0 | 0.0096653 | 0.014727 | 0 | 0 | 0.0098586 | 0.015022 | 0 | 0 | 0.010056 | 0.015322 | 0 | 0 | 0.010257 | 0.015629 | 0 | 0 | 0.010462 | 0.015941 | 0 | 0 | 0.010671 | 0.01626 | 0 | 0 | 0.010885 | 0.016585 | 0 | 0 | 0.011088 | 0.016895 | 0 | 0 | 0.011295 | 0.01721 | 0 | 0 | 0.011502 | 0.017526 | 0
T&D ($/annual kWh) | 0 | 03-BCR-BothResidentialandCommercial-OFF_EQ | SYSTEM | TD:0:03-BCR-BothResidentialandCommercial-OFF_EQ:SYSTEM | 0 | 0.0064839 | 0.0098803 | 0 | 0 | 0.0066136 | 0.010078 | 0 | 0 | 0.0067459 | 0.010279 | 0 | 0 | 0.0068808 | 0.010485 | 0 | 0 | 0.0070184 | 0.010695 | 0 | 0 | 0.0071588 | 0.010909 | 0 | 0 | 0.007302 | 0.011127 | 0 | 0 | 0.007448 | 0.011349 | 0 | 0 | 0.007597 | 0.011576 | 0 | 0 | 0.0077489 | 0.011808 | 0 | 0 | 0.0079039 | 0.012044 | 0 | 0 | 0.0080619 | 0.012285 | 0 | 0 | 0.0082232 | 0.012531 | 0 | 0 | 0.0083876 | 0.012781 | 0 | 0 | 0.0085554 | 0.013037 | 0 | 0 | 0.0087265 | 0.013298 | 0 | 0 | 0.008901 | 0.013563 | 0 | 0 | 0.0090791 | 0.013835 | 0 | 0 | 0.0092606 | 0.014111 | 0 | 0 | 0.0094459 | 0.014394 | 0 | 0 | 0.0096348 | 0.014682 | 0 | 0 | 0.0098275 | 0.014975 | 0 | 0 | 0.010011 | 0.015255 | 0 | 0 | 0.010198 | 0.01554 | 0 | 0 | 0.010385 | 0.015825 | 0
T&D ($/annual kWh) | 0 | 03-BCR-BothResidentialandCommercial-LIT_EXT | 7 | TD:0:03-BCR-BothResidentialandCommercial-LIT_EXT:7 | 0 | 0.00047508 | 0.00072393 | 0 | 0 | 0.00048458 | 0.00073841 | 0 | 0 | 0.00049428 | 0.00075318 | 0 | 0 | 0.00050416 | 0.00076825 | 0 | 0 | 0.00051424 | 0.00078361 | 0 | 0 | 0.00052453 | 0.00079928 | 0 | 0 | 0.00053502 | 0.00081527 | 0 | 0 | 0.00054572 | 0.00083157 | 0 | 0 | 0.00055663 | 0.0008482 | 0 | 0 | 0.00056777 | 0.00086517 | 0 | 0 | 0.00057912 | 0.00088247 | 0 | 0 | 0.0005907 | 0.00090012 | 0 | 0 | 0.00060252 | 0.00091812 | 0 | 0 | 0.00061457 | 0.00093649 | 0 | 0 | 0.00062686 | 0.00095522 | 0 | 0 | 0.0006394 | 0.00097432 | 0 | 0 | 0.00065219 | 0.00099381 | 0 | 0 | 0.00066523 | 0.0010137 | 0 | 0 | 0.00067853 | 0.001034 | 0 | 0 | 0.0006921 | 0.0010546 | 0 | 0 | 0.00070595 | 0.0010757 | 0 | 0 | 0.00072007 | 0.0010972 | 0 | 0 | 0.0007335 | 0.0011177 | 0 | 0 | 0.00074721 | 0.0011386 | 0 | 0 | 0.00076092 | 0.0011595 | 0
T&D ($/annual kWh) | 0 | 03-BCR-BothResidentialandCommercial-LIT_EXT | 10 | TD:0:03-BCR-BothResidentialandCommercial-LIT_EXT:10 | 0 | 0.00052197 | 0.00079539 | 0 | 0 | 0.00053241 | 0.0008113 | 0 | 0 | 0.00054306 | 0.00082752 | 0 | 0 | 0.00055392 | 0.00084407 | 0 | 0 | 0.000565 | 0.00086095 | 0 | 0 | 0.0005763 | 0.00087817 | 0 | 0 | 0.00058783 | 0.00089574 | 0 | 0 | 0.00059958 | 0.00091365 | 0 | 0 | 0.00061158 | 0.00093192 | 0 | 0 | 0.00062381 | 0.00095056 | 0 | 0 | 0.00063628 | 0.00096957 | 0 | 0 | 0.00064901 | 0.00098897 | 0 | 0 | 0.00066199 | 0.0010087 | 0 | 0 | 0.00067523 | 0.0010289 | 0 | 0 | 0.00068873 | 0.0010495 | 0 | 0 | 0.00070251 | 0.0010705 | 0 | 0 | 0.00071656 | 0.0010919 | 0 | 0 | 0.00073089 | 0.0011137 | 0 | 0 | 0.00074551 | 0.001136 | 0 | 0 | 0.00076042 | 0.0011587 | 0 | 0 | 0.00077563 | 0.0011819 | 0 | 0 | 0.00079114 | 0.0012055 | 0 | 0 | 0.0008059 | 0.001228 | 0 | 0 | 0.00082096 | 0.001251 | 0 | 0 | 0.00083602 | 0.0012739 | 0
T&D ($/annual kWh) | 0 | 03-BCR-BothResidentialandCommercial-LIT_EXT | 14 | TD:0:03-BCR-BothResidentialandCommercial-LIT_EXT:14 | 0 | 0.00052492 | 0.00079988 | 0 | 0 | 0.00053542 | 0.00081588 | 0 | 0 | 0.00054613 | 0.0008322 | 0 | 0 | 0.00055705 | 0.00084884 | 0 | 0 | 0.00056819 | 0.00086582 | 0 | 0 | 0.00057956 | 0.00088314 | 0 | 0 | 0.00059115 | 0.0009008 | 0 | 0 | 0.00060297 | 0.00091882 | 0 | 0 | 0.00061503 | 0.00093719 | 0 | 0 | 0.00062733 | 0.00095594 | 0 | 0 | 0.00063988 | 0.00097505 | 0 | 0 | 0.00065268 | 0.00099456 | 0 | 0 | 0.00066573 | 0.0010144 | 0 | 0 | 0.00067905 | 0.0010347 | 0 | 0 | 0.00069263 | 0.0010554 | 0 | 0 | 0.00070648 | 0.0010765 | 0 | 0 | 0.00072061 | 0.0010981 | 0 | 0 | 0.00073502 | 0.00112 | 0 | 0 | 0.00074972 | 0.0011424 | 0 | 0 | 0.00076472 | 0.0011653 | 0 | 0 | 0.00078001 | 0.0011886 | 0 | 0 | 0.00079561 | 0.0012124 | 0 | 0 | 0.00081046 | 0.001235 | 0 | 0 | 0.0008256 | 0.0012581 | 0 | 0 | 0.00084075 | 0.0012811 | 0
T&D ($/annual kWh) | 0 | 03-BCR-BothResidentialandCommercial-LIT_EXT | 15 | TD:0:03-BCR-BothResidentialandCommercial-LIT_EXT:15 | 0 | 0.00057934 | 0.00088115 | 0 | 0 | 0.00059093 | 0.00089878 | 0 | 0 | 0.00060275 | 0.00091675 | 0 | 0 | 0.0006148 | 0.00093509 | 0 | 0 | 0.0006271 | 0.00095379 | 0 | 0 | 0.00063964 | 0.00097286 | 0 | 0 | 0.00065244 | 0.00099232 | 0 | 0 | 0.00066548 | 0.0010122 | 0 | 0 | 0.00067879 | 0.0010324 | 0 | 0 | 0.00069237 | 0.0010531 | 0 | 0 | 0.00070622 | 0.0010741 | 0 | 0 | 0.00072034 | 0.0010956 | 0 | 0 | 0.00073475 | 0.0011175 | 0 | 0 | 0.00074944 | 0.0011399 | 0 | 0 | 0.00076443 | 0.0011627 | 0 | 0 | 0.00077972 | 0.0011859 | 0 | 0 | 0.00079531 | 0.0012096 | 0 | 0 | 0.00081122 | 0.0012338 | 0 | 0 | 0.00082745 | 0.0012585 | 0 | 0 | 0.00084399 | 0.0012837 | 0 | 0 | 0.00086087 | 0.0013093 | 0 | 0 | 0.00087809 | 0.0013355 | 0 | 0 | 0.00089448 | 0.0013605 | 0 | 0 | 0.00091119 | 0.0013859 | 0 | 0 | 0.00092791 | 0.0014113 | 0
T&D ($/annual kWh) | 0 | 03-BCR-BothResidentialandCommercial-LIT_EXT | SYSTEM | TD:0:03-BCR-BothResidentialandCommercial-LIT_EXT:SYSTEM | 0 | 0.00047508 | 0.00072393 | 0 | 0 | 0.00048458 | 0.00073841 | 0 | 0 | 0.00049428 | 0.00075318 | 0 | 0 | 0.00050416 | 0.00076825 | 0 | 0 | 0.00051424 | 0.00078361 | 0 | 0 | 0.00052453 | 0.00079928 | 0 | 0 | 0.00053502 | 0.00081527 | 0 | 0 | 0.00054572 | 0.00083157 | 0 | 0 | 0.00055663 | 0.0008482 | 0 | 0 | 0.00056777 | 0.00086517 | 0 | 0 | 0.00057912 | 0.00088247 | 0 | 0 | 0.0005907 | 0.00090012 | 0 | 0 | 0.00060252 | 0.00091812 | 0 | 0 | 0.00061457 | 0.00093649 | 0 | 0 | 0.00062686 | 0.00095522 | 0 | 0 | 0.0006394 | 0.00097432 | 0 | 0 | 0.00065219 | 0.00099381 | 0 | 0 | 0.00066523 | 0.0010137 | 0 | 0 | 0.00067853 | 0.001034 | 0 | 0 | 0.0006921 | 0.0010546 | 0 | 0 | 0.00070595 | 0.0010757 | 0 | 0 | 0.00072007 | 0.0010972 | 0 | 0 | 0.0007335 | 0.0011177 | 0 | 0 | 0.00074721 | 0.0011386 | 0 | 0 | 0.00076092 | 0.0011595 | 0
T&D ($/annual kWh) | 0 | 03-BCR-BothResidentialandCommercial-REFG | 7 | TD:0:03-BCR-BothResidentialandCommercial-REFG:7 | 0 | 0.0050901 | 0.0077564 | 0 | 0 | 0.0051919 | 0.0079115 | 0 | 0 | 0.0052958 | 0.0080698 | 0 | 0 | 0.0054017 | 0.0082311 | 0 | 0 | 0.0055097 | 0.0083958 | 0 | 0 | 0.0056199 | 0.0085637 | 0 | 0 | 0.0057323 | 0.008735 | 0 | 0 | 0.005847 | 0.0089097 | 0 | 0 | 0.0059639 | 0.0090879 | 0 | 0 | 0.0060832 | 0.0092696 | 0 | 0 | 0.0062048 | 0.009455 | 0 | 0 | 0.0063289 | 0.0096441 | 0 | 0 | 0.0064555 | 0.009837 | 0 | 0 | 0.0065846 | 0.010034 | 0 | 0 | 0.0067163 | 0.010234 | 0 | 0 | 0.0068506 | 0.010439 | 0 | 0 | 0.0069877 | 0.010648 | 0 | 0 | 0.0071274 | 0.010861 | 0 | 0 | 0.00727 | 0.011078 | 0 | 0 | 0.0074154 | 0.0113 | 0 | 0 | 0.0075637 | 0.011526 | 0 | 0 | 0.0077149 | 0.011756 | 0 | 0 | 0.0078589 | 0.011975 | 0 | 0 | 0.0080058 | 0.012199 | 0 | 0 | 0.0081527 | 0.012423 | 0
T&D ($/annual kWh) | 0 | 03-BCR-BothResidentialandCommercial-REFG | 10 | TD:0:03-BCR-BothResidentialandCommercial-REFG:10 | 0 | 0.0055618 | 0.0084751 | 0 | 0 | 0.005673 | 0.0086446 | 0 | 0 | 0.0057865 | 0.0088175 | 0 | 0 | 0.0059022 | 0.0089939 | 0 | 0 | 0.0060203 | 0.0091737 | 0 | 0 | 0.0061407 | 0.0093572 | 0 | 0 | 0.0062635 | 0.0095443 | 0 | 0 | 0.0063887 | 0.0097352 | 0 | 0 | 0.0065165 | 0.0099299 | 0 | 0 | 0.0066469 | 0.010129 | 0 | 0 | 0.0067798 | 0.010331 | 0 | 0 | 0.0069154 | 0.010538 | 0 | 0 | 0.0070537 | 0.010748 | 0 | 0 | 0.0071948 | 0.010963 | 0 | 0 | 0.0073387 | 0.011183 | 0 | 0 | 0.0074854 | 0.011406 | 0 | 0 | 0.0076351 | 0.011635 | 0 | 0 | 0.0077878 | 0.011867 | 0 | 0 | 0.0079436 | 0.012105 | 0 | 0 | 0.0081025 | 0.012347 | 0 | 0 | 0.0082645 | 0.012594 | 0 | 0 | 0.0084298 | 0.012845 | 0 | 0 | 0.0085871 | 0.013085 | 0 | 0 | 0.0087476 | 0.01333 | 0 | 0 | 0.0089081 | 0.013574 | 0
T&D ($/annual kWh) | 0 | 03-BCR-BothResidentialandCommercial-REFG | 14 | TD:0:03-BCR-BothResidentialandCommercial-REFG:14 | 0 | 0.0055915 | 0.0085203 | 0 | 0 | 0.0057033 | 0.0086907 | 0 | 0 | 0.0058174 | 0.0088646 | 0 | 0 | 0.0059337 | 0.0090418 | 0 | 0 | 0.0060524 | 0.0092227 | 0 | 0 | 0.0061734 | 0.0094071 | 0 | 0 | 0.0062969 | 0.0095953 | 0 | 0 | 0.0064228 | 0.0097872 | 0 | 0 | 0.0065513 | 0.0099829 | 0 | 0 | 0.0066823 | 0.010183 | 0 | 0 | 0.006816 | 0.010386 | 0 | 0 | 0.0069523 | 0.010594 | 0 | 0 | 0.0070913 | 0.010806 | 0 | 0 | 0.0072332 | 0.011022 | 0 | 0 | 0.0073778 | 0.011242 | 0 | 0 | 0.0075254 | 0.011467 | 0 | 0 | 0.0076759 | 0.011697 | 0 | 0 | 0.0078294 | 0.011931 | 0 | 0 | 0.007986 | 0.012169 | 0 | 0 | 0.0081457 | 0.012413 | 0 | 0 | 0.0083086 | 0.012661 | 0 | 0 | 0.0084748 | 0.012914 | 0 | 0 | 0.0086329 | 0.013155 | 0 | 0 | 0.0087943 | 0.013401 | 0 | 0 | 0.0089556 | 0.013647 | 0
T&D ($/annual kWh) | 0 | 03-BCR-BothResidentialandCommercial-REFG | 15 | TD:0:03-BCR-BothResidentialandCommercial-REFG:15 | 0 | 0.0055863 | 0.0085116 | 0 | 0 | 0.005698 | 0.0086818 | 0 | 0 | 0.005812 | 0.0088555 | 0 | 0 | 0.0059282 | 0.0090326 | 0 | 0 | 0.0060468 | 0.0092132 | 0 | 0 | 0.0061677 | 0.0093975 | 0 | 0 | 0.0062911 | 0.0095855 | 0 | 0 | 0.0064169 | 0.0097772 | 0 | 0 | 0.0065453 | 0.0099727 | 0 | 0 | 0.0066762 | 0.010172 | 0 | 0 | 0.0068097 | 0.010376 | 0 | 0 | 0.0069459 | 0.010583 | 0 | 0 | 0.0070848 | 0.010795 | 0 | 0 | 0.0072265 | 0.011011 | 0 | 0 | 0.007371 | 0.011231 | 0 | 0 | 0.0075184 | 0.011456 | 0 | 0 | 0.0076688 | 0.011685 | 0 | 0 | 0.0078222 | 0.011918 | 0 | 0 | 0.0079786 | 0.012157 | 0 | 0 | 0.0081382 | 0.0124 | 0 | 0 | 0.008301 | 0.012648 | 0 | 0 | 0.008467 | 0.012901 | 0 | 0 | 0.008625 | 0.013141 | 0 | 0 | 0.0087862 | 0.013387 | 0 | 0 | 0.0089474 | 0.013633 | 0
T&D ($/annual kWh) | 0 | 03-BCR-BothResidentialandCommercial-REFG | SYSTEM | TD:0:03-BCR-BothResidentialandCommercial-REFG:SYSTEM | 0 | 0.0050901 | 0.0077564 | 0 | 0 | 0.0051919 | 0.0079115 | 0 | 0 | 0.0052958 | 0.0080698 | 0 | 0 | 0.0054017 | 0.0082311 | 0 | 0 | 0.0055097 | 0.0083958 | 0 | 0 | 0.0056199 | 0.0085637 | 0 | 0 | 0.0057323 | 0.008735 | 0 | 0 | 0.005847 | 0.0089097 | 0 | 0 | 0.0059639 | 0.0090879 | 0 | 0 | 0.0060832 | 0.0092696 | 0 | 0 | 0.0062048 | 0.009455 | 0 | 0 | 0.0063289 | 0.0096441 | 0 | 0 | 0.0064555 | 0.009837 | 0 | 0 | 0.0065846 | 0.010034 | 0 | 0 | 0.0067163 | 0.010234 | 0 | 0 | 0.0068506 | 0.010439 | 0 | 0 | 0.0069877 | 0.010648 | 0 | 0 | 0.0071274 | 0.010861 | 0 | 0 | 0.00727 | 0.011078 | 0 | 0 | 0.0074154 | 0.0113 | 0 | 0 | 0.0075637 | 0.011526 | 0 | 0 | 0.0077149 | 0.011756 | 0 | 0 | 0.0078589 | 0.011975 | 0 | 0 | 0.0080058 | 0.012199 | 0 | 0 | 0.0081527 | 0.012423 | 0
T&D ($/annual kWh) | 0 | 03-BCR-BothResidentialandCommercial-VENT | 7 | TD:0:03-BCR-BothResidentialandCommercial-VENT:7 | 0 | 0.0074897 | 0.011413 | 0 | 0 | 0.0076395 | 0.011641 | 0 | 0 | 0.0077923 | 0.011874 | 0 | 0 | 0.0079481 | 0.012111 | 0 | 0 | 0.0081071 | 0.012354 | 0 | 0 | 0.0082693 | 0.012601 | 0 | 0 | 0.0084346 | 0.012853 | 0 | 0 | 0.0086033 | 0.01311 | 0 | 0 | 0.0087754 | 0.013372 | 0 | 0 | 0.0089509 | 0.013639 | 0 | 0 | 0.0091299 | 0.013912 | 0 | 0 | 0.0093125 | 0.014191 | 0 | 0 | 0.0094988 | 0.014474 | 0 | 0 | 0.0096887 | 0.014764 | 0 | 0 | 0.0098825 | 0.015059 | 0 | 0 | 0.01008 | 0.01536 | 0 | 0 | 0.010282 | 0.015667 | 0 | 0 | 0.010487 | 0.015981 | 0 | 0 | 0.010697 | 0.0163 | 0 | 0 | 0.010911 | 0.016626 | 0 | 0 | 0.011129 | 0.016959 | 0 | 0 | 0.011352 | 0.017298 | 0 | 0 | 0.011564 | 0.017621 | 0 | 0 | 0.01178 | 0.01795 | 0 | 0 | 0.011996 | 0.01828 | 0
T&D ($/annual kWh) | 0 | 03-BCR-BothResidentialandCommercial-VENT | 10 | TD:0:03-BCR-BothResidentialandCommercial-VENT:10 | 0 | 0.0084065 | 0.01281 | 0 | 0 | 0.0085746 | 0.013066 | 0 | 0 | 0.0087461 | 0.013327 | 0 | 0 | 0.008921 | 0.013594 | 0 | 0 | 0.0090994 | 0.013866 | 0 | 0 | 0.0092814 | 0.014143 | 0 | 0 | 0.009467 | 0.014426 | 0 | 0 | 0.0096564 | 0.014714 | 0 | 0 | 0.0098495 | 0.015009 | 0 | 0 | 0.010047 | 0.015309 | 0 | 0 | 0.010247 | 0.015615 | 0 | 0 | 0.010452 | 0.015927 | 0 | 0 | 0.010661 | 0.016246 | 0 | 0 | 0.010875 | 0.016571 | 0 | 0 | 0.011092 | 0.016902 | 0 | 0 | 0.011314 | 0.01724 | 0 | 0 | 0.01154 | 0.017585 | 0 | 0 | 0.011771 | 0.017937 | 0 | 0 | 0.012007 | 0.018296 | 0 | 0 | 0.012247 | 0.018662 | 0 | 0 | 0.012492 | 0.019035 | 0 | 0 | 0.012741 | 0.019415 | 0 | 0 | 0.012979 | 0.019778 | 0 | 0 | 0.013222 | 0.020147 | 0 | 0 | 0.013464 | 0.020517 | 0
T&D ($/annual kWh) | 0 | 03-BCR-BothResidentialandCommercial-VENT | 14 | TD:0:03-BCR-BothResidentialandCommercial-VENT:14 | 0 | 0.0084642 | 0.012898 | 0 | 0 | 0.0086334 | 0.013156 | 0 | 0 | 0.0088061 | 0.013419 | 0 | 0 | 0.0089822 | 0.013687 | 0 | 0 | 0.0091619 | 0.013961 | 0 | 0 | 0.0093451 | 0.01424 | 0 | 0 | 0.009532 | 0.014525 | 0 | 0 | 0.0097227 | 0.014815 | 0 | 0 | 0.0099171 | 0.015112 | 0 | 0 | 0.010115 | 0.015414 | 0 | 0 | 0.010318 | 0.015722 | 0 | 0 | 0.010524 | 0.016037 | 0 | 0 | 0.010735 | 0.016357 | 0 | 0 | 0.010949 | 0.016685 | 0 | 0 | 0.011168 | 0.017018 | 0 | 0 | 0.011392 | 0.017359 | 0 | 0 | 0.011619 | 0.017706 | 0 | 0 | 0.011852 | 0.01806 | 0 | 0 | 0.012089 | 0.018421 | 0 | 0 | 0.012331 | 0.01879 | 0 | 0 | 0.012577 | 0.019165 | 0 | 0 | 0.012829 | 0.019549 | 0 | 0 | 0.013068 | 0.019913 | 0 | 0 | 0.013312 | 0.020286 | 0 | 0 | 0.013557 | 0.020658 | 0
T&D ($/annual kWh) | 0 | 03-BCR-BothResidentialandCommercial-VENT | 15 | TD:0:03-BCR-BothResidentialandCommercial-VENT:15 | 0 | 0.0084597 | 0.01289 | 0 | 0 | 0.0086289 | 0.013148 | 0 | 0 | 0.0088015 | 0.013411 | 0 | 0 | 0.0089775 | 0.013679 | 0 | 0 | 0.0091571 | 0.013953 | 0 | 0 | 0.0093402 | 0.014232 | 0 | 0 | 0.009527 | 0.014517 | 0 | 0 | 0.0097175 | 0.014807 | 0 | 0 | 0.0099119 | 0.015103 | 0 | 0 | 0.01011 | 0.015405 | 0 | 0 | 0.010312 | 0.015713 | 0 | 0 | 0.010519 | 0.016027 | 0 | 0 | 0.010729 | 0.016348 | 0 | 0 | 0.010944 | 0.016675 | 0 | 0 | 0.011162 | 0.017008 | 0 | 0 | 0.011386 | 0.017349 | 0 | 0 | 0.011613 | 0.017696 | 0 | 0 | 0.011846 | 0.01805 | 0 | 0 | 0.012083 | 0.018411 | 0 | 0 | 0.012324 | 0.018779 | 0 | 0 | 0.012571 | 0.019154 | 0 | 0 | 0.012822 | 0.019537 | 0 | 0 | 0.013061 | 0.019902 | 0 | 0 | 0.013305 | 0.020274 | 0 | 0 | 0.01355 | 0.020646 | 0
T&D ($/annual kWh) | 0 | 03-BCR-BothResidentialandCommercial-VENT | SYSTEM | TD:0:03-BCR-BothResidentialandCommercial-VENT:SYSTEM | 0 | 0.0074897 | 0.011413 | 0 | 0 | 0.0076395 | 0.011641 | 0 | 0 | 0.0077923 | 0.011874 | 0 | 0 | 0.0079481 | 0.012111 | 0 | 0 | 0.0081071 | 0.012354 | 0 | 0 | 0.0082693 | 0.012601 | 0 | 0 | 0.0084346 | 0.012853 | 0 | 0 | 0.0086033 | 0.01311 | 0 | 0 | 0.0087754 | 0.013372 | 0 | 0 | 0.0089509 | 0.013639 | 0 | 0 | 0.0091299 | 0.013912 | 0 | 0 | 0.0093125 | 0.014191 | 0 | 0 | 0.0094988 | 0.014474 | 0 | 0 | 0.0096887 | 0.014764 | 0 | 0 | 0.0098825 | 0.015059 | 0 | 0 | 0.01008 | 0.01536 | 0 | 0 | 0.010282 | 0.015667 | 0 | 0 | 0.010487 | 0.015981 | 0 | 0 | 0.010697 | 0.0163 | 0 | 0 | 0.010911 | 0.016626 | 0 | 0 | 0.011129 | 0.016959 | 0 | 0 | 0.011352 | 0.017298 | 0 | 0 | 0.011564 | 0.017621 | 0 | 0 | 0.01178 | 0.01795 | 0 | 0 | 0.011996 | 0.01828 | 0
T&D ($/annual kWh) | 0 | 04-DMO-ResidentialMobileHome–DoubleWide-CL_DRY | 7 | TD:0:04-DMO-ResidentialMobileHome–DoubleWide-CL_DRY:7 | 0 | 0.0051767 | 0.0078884 | 0 | 0 | 0.0052803 | 0.0080461 | 0 | 0 | 0.0053859 | 0.0082071 | 0 | 0 | 0.0054936 | 0.0083712 | 0 | 0 | 0.0056035 | 0.0085386 | 0 | 0 | 0.0057155 | 0.0087094 | 0 | 0 | 0.0058299 | 0.0088836 | 0 | 0 | 0.0059465 | 0.0090613 | 0 | 0 | 0.0060654 | 0.0092425 | 0 | 0 | 0.0061867 | 0.0094273 | 0 | 0 | 0.0063104 | 0.0096159 | 0 | 0 | 0.0064366 | 0.0098082 | 0 | 0 | 0.0065654 | 0.010004 | 0 | 0 | 0.0066967 | 0.010204 | 0 | 0 | 0.0068306 | 0.010409 | 0 | 0 | 0.0069672 | 0.010617 | 0 | 0 | 0.0071066 | 0.010829 | 0 | 0 | 0.0072487 | 0.011046 | 0 | 0 | 0.0073937 | 0.011267 | 0 | 0 | 0.0075415 | 0.011492 | 0 | 0 | 0.0076924 | 0.011722 | 0 | 0 | 0.0078462 | 0.011956 | 0 | 0 | 0.0079926 | 0.012179 | 0 | 0 | 0.008142 | 0.012407 | 0 | 0 | 0.0082914 | 0.012634 | 0
T&D ($/annual kWh) | 0 | 04-DMO-ResidentialMobileHome–DoubleWide-CL_DRY | 10 | TD:0:04-DMO-ResidentialMobileHome–DoubleWide-CL_DRY:10 | 0 | 0.0055645 | 0.0084792 | 0 | 0 | 0.0056758 | 0.0086488 | 0 | 0 | 0.0057893 | 0.0088218 | 0 | 0 | 0.0059051 | 0.0089982 | 0 | 0 | 0.0060232 | 0.0091782 | 0 | 0 | 0.0061436 | 0.0093617 | 0 | 0 | 0.0062665 | 0.009549 | 0 | 0 | 0.0063918 | 0.00974 | 0 | 0 | 0.0065197 | 0.0099348 | 0 | 0 | 0.0066501 | 0.010133 | 0 | 0 | 0.0067831 | 0.010336 | 0 | 0 | 0.0069187 | 0.010543 | 0 | 0 | 0.0070571 | 0.010754 | 0 | 0 | 0.0071983 | 0.010969 | 0 | 0 | 0.0073422 | 0.011188 | 0 | 0 | 0.0074891 | 0.011412 | 0 | 0 | 0.0076388 | 0.01164 | 0 | 0 | 0.0077916 | 0.011873 | 0 | 0 | 0.0079475 | 0.01211 | 0 | 0 | 0.0081064 | 0.012353 | 0 | 0 | 0.0082685 | 0.0126 | 0 | 0 | 0.0084339 | 0.012852 | 0 | 0 | 0.0085913 | 0.013091 | 0 | 0 | 0.0087518 | 0.013336 | 0 | 0 | 0.0089124 | 0.013581 | 0
T&D ($/annual kWh) | 0 | 04-DMO-ResidentialMobileHome–DoubleWide-CL_DRY | 14 | TD:0:04-DMO-ResidentialMobileHome–DoubleWide-CL_DRY:14 | 0 | 0.0055889 | 0.0085164 | 0 | 0 | 0.0057007 | 0.0086867 | 0 | 0 | 0.0058147 | 0.0088605 | 0 | 0 | 0.005931 | 0.0090377 | 0 | 0 | 0.0060496 | 0.0092184 | 0 | 0 | 0.0061706 | 0.0094028 | 0 | 0 | 0.006294 | 0.0095908 | 0 | 0 | 0.0064199 | 0.0097827 | 0 | 0 | 0.0065483 | 0.0099783 | 0 | 0 | 0.0066792 | 0.010178 | 0 | 0 | 0.0068128 | 0.010381 | 0 | 0 | 0.0069491 | 0.010589 | 0 | 0 | 0.0070881 | 0.010801 | 0 | 0 | 0.0072298 | 0.011017 | 0 | 0 | 0.0073744 | 0.011237 | 0 | 0 | 0.0075219 | 0.011462 | 0 | 0 | 0.0076723 | 0.011691 | 0 | 0 | 0.0078258 | 0.011925 | 0 | 0 | 0.0079823 | 0.012164 | 0 | 0 | 0.0081419 | 0.012407 | 0 | 0 | 0.0083048 | 0.012655 | 0 | 0 | 0.0084709 | 0.012908 | 0 | 0 | 0.0086289 | 0.013149 | 0 | 0 | 0.0087902 | 0.013395 | 0 | 0 | 0.0089515 | 0.01364 | 0
T&D ($/annual kWh) | 0 | 04-DMO-ResidentialMobileHome–DoubleWide-CL_DRY | 15 | TD:0:04-DMO-ResidentialMobileHome–DoubleWide-CL_DRY:15 | 0 | 0.00558 | 0.0085019 | 0 | 0 | 0.0056916 | 0.0086719 | 0 | 0 | 0.0058055 | 0.0088453 | 0 | 0 | 0.0059216 | 0.0090223 | 0 | 0 | 0.00604 | 0.0092027 | 0 | 0 | 0.0061608 | 0.0093867 | 0 | 0 | 0.006284 | 0.0095745 | 0 | 0 | 0.0064097 | 0.009766 | 0 | 0 | 0.0065379 | 0.0099613 | 0 | 0 | 0.0066687 | 0.010161 | 0 | 0 | 0.006802 | 0.010364 | 0 | 0 | 0.0069381 | 0.010571 | 0 | 0 | 0.0070768 | 0.010782 | 0 | 0 | 0.0072184 | 0.010998 | 0 | 0 | 0.0073627 | 0.011218 | 0 | 0 | 0.00751 | 0.011442 | 0 | 0 | 0.0076602 | 0.011671 | 0 | 0 | 0.0078134 | 0.011905 | 0 | 0 | 0.0079697 | 0.012143 | 0 | 0 | 0.0081291 | 0.012386 | 0 | 0 | 0.0082916 | 0.012633 | 0 | 0 | 0.0084575 | 0.012886 | 0 | 0 | 0.0086153 | 0.013126 | 0 | 0 | 0.0087763 | 0.013372 | 0 | 0 | 0.0089373 | 0.013617 | 0
T&D ($/annual kWh) | 0 | 04-DMO-ResidentialMobileHome–DoubleWide-CL_DRY | SYSTEM | TD:0:04-DMO-ResidentialMobileHome–DoubleWide-CL_DRY:SYSTEM | 0 | 0.0051767 | 0.0078884 | 0 | 0 | 0.0052803 | 0.0080461 | 0 | 0 | 0.0053859 | 0.0082071 | 0 | 0 | 0.0054936 | 0.0083712 | 0 | 0 | 0.0056035 | 0.0085386 | 0 | 0 | 0.0057155 | 0.0087094 | 0 | 0 | 0.0058299 | 0.0088836 | 0 | 0 | 0.0059465 | 0.0090613 | 0 | 0 | 0.0060654 | 0.0092425 | 0 | 0 | 0.0061867 | 0.0094273 | 0 | 0 | 0.0063104 | 0.0096159 | 0 | 0 | 0.0064366 | 0.0098082 | 0 | 0 | 0.0065654 | 0.010004 | 0 | 0 | 0.0066967 | 0.010204 | 0 | 0 | 0.0068306 | 0.010409 | 0 | 0 | 0.0069672 | 0.010617 | 0 | 0 | 0.0071066 | 0.010829 | 0 | 0 | 0.0072487 | 0.011046 | 0 | 0 | 0.0073937 | 0.011267 | 0 | 0 | 0.0075415 | 0.011492 | 0 | 0 | 0.0076924 | 0.011722 | 0 | 0 | 0.0078462 | 0.011956 | 0 | 0 | 0.0079926 | 0.012179 | 0 | 0 | 0.008142 | 0.012407 | 0 | 0 | 0.0082914 | 0.012634 | 0
T&D ($/annual kWh) | 0 | 04-DMO-ResidentialMobileHome–DoubleWide-CL_WASH | 7 | TD:0:04-DMO-ResidentialMobileHome–DoubleWide-CL_WASH:7 | 0 | 0.0054877 | 0.0083623 | 0 | 0 | 0.0055975 | 0.0085295 | 0 | 0 | 0.0057094 | 0.0087001 | 0 | 0 | 0.0058236 | 0.0088741 | 0 | 0 | 0.0059401 | 0.0090516 | 0 | 0 | 0.0060589 | 0.0092326 | 0 | 0 | 0.0061801 | 0.0094173 | 0 | 0 | 0.0063037 | 0.0096056 | 0 | 0 | 0.0064298 | 0.0097977 | 0 | 0 | 0.0065584 | 0.0099937 | 0 | 0 | 0.0066895 | 0.010194 | 0 | 0 | 0.0068233 | 0.010397 | 0 | 0 | 0.0069598 | 0.010605 | 0 | 0 | 0.007099 | 0.010817 | 0 | 0 | 0.0072409 | 0.011034 | 0 | 0 | 0.0073858 | 0.011255 | 0 | 0 | 0.0075335 | 0.01148 | 0 | 0 | 0.0076842 | 0.011709 | 0 | 0 | 0.0078378 | 0.011943 | 0 | 0 | 0.0079946 | 0.012182 | 0 | 0 | 0.0081545 | 0.012426 | 0 | 0 | 0.0083176 | 0.012674 | 0 | 0 | 0.0084728 | 0.012911 | 0 | 0 | 0.0086311 | 0.013152 | 0 | 0 | 0.0087895 | 0.013393 | 0
T&D ($/annual kWh) | 0 | 04-DMO-ResidentialMobileHome–DoubleWide-CL_WASH | 10 | TD:0:04-DMO-ResidentialMobileHome–DoubleWide-CL_WASH:10 | 0 | 0.0058988 | 0.0089887 | 0 | 0 | 0.0060168 | 0.0091684 | 0 | 0 | 0.0061371 | 0.0093518 | 0 | 0 | 0.0062599 | 0.0095388 | 0 | 0 | 0.0063851 | 0.0097296 | 0 | 0 | 0.0065128 | 0.0099242 | 0 | 0 | 0.006643 | 0.010123 | 0 | 0 | 0.0067759 | 0.010325 | 0 | 0 | 0.0069114 | 0.010532 | 0 | 0 | 0.0070496 | 0.010742 | 0 | 0 | 0.0071906 | 0.010957 | 0 | 0 | 0.0073344 | 0.011176 | 0 | 0 | 0.0074811 | 0.0114 | 0 | 0 | 0.0076307 | 0.011628 | 0 | 0 | 0.0077834 | 0.01186 | 0 | 0 | 0.007939 | 0.012098 | 0 | 0 | 0.0080978 | 0.01234 | 0 | 0 | 0.0082598 | 0.012586 | 0 | 0 | 0.008425 | 0.012838 | 0 | 0 | 0.0085935 | 0.013095 | 0 | 0 | 0.0087653 | 0.013357 | 0 | 0 | 0.0089406 | 0.013624 | 0 | 0 | 0.0091075 | 0.013878 | 0 | 0 | 0.0092777 | 0.014137 | 0 | 0 | 0.0094479 | 0.014397 | 0
T&D ($/annual kWh) | 0 | 04-DMO-ResidentialMobileHome–DoubleWide-CL_WASH | 14 | TD:0:04-DMO-ResidentialMobileHome–DoubleWide-CL_WASH:14 | 0 | 0.0059247 | 0.0090281 | 0 | 0 | 0.0060432 | 0.0092086 | 0 | 0 | 0.006164 | 0.0093928 | 0 | 0 | 0.0062873 | 0.0095807 | 0 | 0 | 0.0064131 | 0.0097723 | 0 | 0 | 0.0065413 | 0.0099677 | 0 | 0 | 0.0066721 | 0.010167 | 0 | 0 | 0.0068056 | 0.01037 | 0 | 0 | 0.0069417 | 0.010578 | 0 | 0 | 0.0070805 | 0.010789 | 0 | 0 | 0.0072221 | 0.011005 | 0 | 0 | 0.0073666 | 0.011225 | 0 | 0 | 0.0075139 | 0.01145 | 0 | 0 | 0.0076642 | 0.011679 | 0 | 0 | 0.0078175 | 0.011912 | 0 | 0 | 0.0079738 | 0.012151 | 0 | 0 | 0.0081333 | 0.012394 | 0 | 0 | 0.008296 | 0.012641 | 0 | 0 | 0.0084619 | 0.012894 | 0 | 0 | 0.0086311 | 0.013152 | 0 | 0 | 0.0088038 | 0.013415 | 0 | 0 | 0.0089798 | 0.013684 | 0 | 0 | 0.0091474 | 0.013939 | 0 | 0 | 0.0093183 | 0.014199 | 0 | 0 | 0.0094893 | 0.01446 | 0
T&D ($/annual kWh) | 0 | 04-DMO-ResidentialMobileHome–DoubleWide-CL_WASH | 15 | TD:0:04-DMO-ResidentialMobileHome–DoubleWide-CL_WASH:15 | 0 | 0.0059144 | 0.0090114 | 0 | 0 | 0.0060327 | 0.0091916 | 0 | 0 | 0.0061534 | 0.0093754 | 0 | 0 | 0.0062764 | 0.009563 | 0 | 0 | 0.006402 | 0.0097542 | 0 | 0 | 0.00653 | 0.0099493 | 0 | 0 | 0.0066606 | 0.010148 | 0 | 0 | 0.0067938 | 0.010351 | 0 | 0 | 0.0069297 | 0.010558 | 0 | 0 | 0.0070683 | 0.010769 | 0 | 0 | 0.0072097 | 0.010985 | 0 | 0 | 0.0073539 | 0.011205 | 0 | 0 | 0.0075009 | 0.011429 | 0 | 0 | 0.007651 | 0.011657 | 0 | 0 | 0.007804 | 0.01189 | 0 | 0 | 0.00796 | 0.012128 | 0 | 0 | 0.0081192 | 0.012371 | 0 | 0 | 0.0082816 | 0.012618 | 0 | 0 | 0.0084473 | 0.01287 | 0 | 0 | 0.0086162 | 0.013128 | 0 | 0 | 0.0087885 | 0.01339 | 0 | 0 | 0.0089643 | 0.013658 | 0 | 0 | 0.0091316 | 0.013913 | 0 | 0 | 0.0093022 | 0.014173 | 0 | 0 | 0.0094729 | 0.014433 | 0
T&D ($/annual kWh) | 0 | 04-DMO-ResidentialMobileHome–DoubleWide-CL_WASH | SYSTEM | TD:0:04-DMO-ResidentialMobileHome–DoubleWide-CL_WASH:SYSTEM | 0 | 0.0054877 | 0.0083623 | 0 | 0 | 0.0055975 | 0.0085295 | 0 | 0 | 0.0057094 | 0.0087001 | 0 | 0 | 0.0058236 | 0.0088741 | 0 | 0 | 0.0059401 | 0.0090516 | 0 | 0 | 0.0060589 | 0.0092326 | 0 | 0 | 0.0061801 | 0.0094173 | 0 | 0 | 0.0063037 | 0.0096056 | 0 | 0 | 0.0064298 | 0.0097977 | 0 | 0 | 0.0065584 | 0.0099937 | 0 | 0 | 0.0066895 | 0.010194 | 0 | 0 | 0.0068233 | 0.010397 | 0 | 0 | 0.0069598 | 0.010605 | 0 | 0 | 0.007099 | 0.010817 | 0 | 0 | 0.0072409 | 0.011034 | 0 | 0 | 0.0073858 | 0.011255 | 0 | 0 | 0.0075335 | 0.01148 | 0 | 0 | 0.0076842 | 0.011709 | 0 | 0 | 0.0078378 | 0.011943 | 0 | 0 | 0.0079946 | 0.012182 | 0 | 0 | 0.0081545 | 0.012426 | 0 | 0 | 0.0083176 | 0.012674 | 0 | 0 | 0.0084728 | 0.012911 | 0 | 0 | 0.0086311 | 0.013152 | 0 | 0 | 0.0087895 | 0.013393 | 0
T&D ($/annual kWh) | 0 | 04-DMO-ResidentialMobileHome–DoubleWide-DSH_WASH | 7 | TD:0:04-DMO-ResidentialMobileHome–DoubleWide-DSH_WASH:7 | 0 | 0.010064 | 0.015335 | 0 | 0 | 0.010265 | 0.015642 | 0 | 0 | 0.01047 | 0.015955 | 0 | 0 | 0.01068 | 0.016274 | 0 | 0 | 0.010893 | 0.016599 | 0 | 0 | 0.011111 | 0.016931 | 0 | 0 | 0.011333 | 0.01727 | 0 | 0 | 0.01156 | 0.017615 | 0 | 0 | 0.011791 | 0.017967 | 0 | 0 | 0.012027 | 0.018327 | 0 | 0 | 0.012268 | 0.018693 | 0 | 0 | 0.012513 | 0.019067 | 0 | 0 | 0.012763 | 0.019449 | 0 | 0 | 0.013018 | 0.019838 | 0 | 0 | 0.013279 | 0.020234 | 0 | 0 | 0.013544 | 0.020639 | 0 | 0 | 0.013815 | 0.021052 | 0 | 0 | 0.014092 | 0.021473 | 0 | 0 | 0.014373 | 0.021902 | 0 | 0 | 0.014661 | 0.02234 | 0 | 0 | 0.014954 | 0.022787 | 0 | 0 | 0.015253 | 0.023243 | 0 | 0 | 0.015538 | 0.023677 | 0 | 0 | 0.015828 | 0.024119 | 0 | 0 | 0.016118 | 0.024562 | 0
T&D ($/annual kWh) | 0 | 04-DMO-ResidentialMobileHome–DoubleWide-DSH_WASH | 10 | TD:0:04-DMO-ResidentialMobileHome–DoubleWide-DSH_WASH:10 | 0 | 0.010817 | 0.016484 | 0 | 0 | 0.011034 | 0.016813 | 0 | 0 | 0.011254 | 0.01715 | 0 | 0 | 0.011479 | 0.017493 | 0 | 0 | 0.011709 | 0.017842 | 0 | 0 | 0.011943 | 0.018199 | 0 | 0 | 0.012182 | 0.018563 | 0 | 0 | 0.012426 | 0.018934 | 0 | 0 | 0.012674 | 0.019313 | 0 | 0 | 0.012928 | 0.019699 | 0 | 0 | 0.013186 | 0.020093 | 0 | 0 | 0.01345 | 0.020495 | 0 | 0 | 0.013719 | 0.020905 | 0 | 0 | 0.013993 | 0.021323 | 0 | 0 | 0.014273 | 0.02175 | 0 | 0 | 0.014559 | 0.022185 | 0 | 0 | 0.01485 | 0.022628 | 0 | 0 | 0.015147 | 0.023081 | 0 | 0 | 0.01545 | 0.023543 | 0 | 0 | 0.015759 | 0.024013 | 0 | 0 | 0.016074 | 0.024494 | 0 | 0 | 0.016395 | 0.024984 | 0 | 0 | 0.016701 | 0.02545 | 0 | 0 | 0.017014 | 0.025925 | 0 | 0 | 0.017326 | 0.026401 | 0
T&D ($/annual kWh) | 0 | 04-DMO-ResidentialMobileHome–DoubleWide-DSH_WASH | 14 | TD:0:04-DMO-ResidentialMobileHome–DoubleWide-DSH_WASH:14 | 0 | 0.010865 | 0.016556 | 0 | 0 | 0.011082 | 0.016887 | 0 | 0 | 0.011304 | 0.017225 | 0 | 0 | 0.01153 | 0.017569 | 0 | 0 | 0.01176 | 0.017921 | 0 | 0 | 0.011996 | 0.018279 | 0 | 0 | 0.012236 | 0.018645 | 0 | 0 | 0.01248 | 0.019017 | 0 | 0 | 0.01273 | 0.019398 | 0 | 0 | 0.012984 | 0.019786 | 0 | 0 | 0.013244 | 0.020181 | 0 | 0 | 0.013509 | 0.020585 | 0 | 0 | 0.013779 | 0.020997 | 0 | 0 | 0.014055 | 0.021417 | 0 | 0 | 0.014336 | 0.021845 | 0 | 0 | 0.014623 | 0.022282 | 0 | 0 | 0.014915 | 0.022728 | 0 | 0 | 0.015213 | 0.023182 | 0 | 0 | 0.015518 | 0.023646 | 0 | 0 | 0.015828 | 0.024119 | 0 | 0 | 0.016144 | 0.024601 | 0 | 0 | 0.016467 | 0.025093 | 0 | 0 | 0.016775 | 0.025561 | 0 | 0 | 0.017088 | 0.026039 | 0 | 0 | 0.017402 | 0.026517 | 0
T&D ($/annual kWh) | 0 | 04-DMO-ResidentialMobileHome–DoubleWide-DSH_WASH | 15 | TD:0:04-DMO-ResidentialMobileHome–DoubleWide-DSH_WASH:15 | 0 | 0.010797 | 0.016452 | 0 | 0 | 0.011013 | 0.016781 | 0 | 0 | 0.011233 | 0.017116 | 0 | 0 | 0.011458 | 0.017459 | 0 | 0 | 0.011687 | 0.017808 | 0 | 0 | 0.011921 | 0.018164 | 0 | 0 | 0.012159 | 0.018527 | 0 | 0 | 0.012402 | 0.018898 | 0 | 0 | 0.01265 | 0.019276 | 0 | 0 | 0.012903 | 0.019661 | 0 | 0 | 0.013161 | 0.020055 | 0 | 0 | 0.013425 | 0.020456 | 0 | 0 | 0.013693 | 0.020865 | 0 | 0 | 0.013967 | 0.021282 | 0 | 0 | 0.014246 | 0.021708 | 0 | 0 | 0.014531 | 0.022142 | 0 | 0 | 0.014822 | 0.022585 | 0 | 0 | 0.015118 | 0.023036 | 0 | 0 | 0.015421 | 0.023497 | 0 | 0 | 0.015729 | 0.023967 | 0 | 0 | 0.016044 | 0.024446 | 0 | 0 | 0.016364 | 0.024935 | 0 | 0 | 0.01667 | 0.025401 | 0 | 0 | 0.016981 | 0.025875 | 0 | 0 | 0.017293 | 0.02635 | 0
T&D ($/annual kWh) | 0 | 04-DMO-ResidentialMobileHome–DoubleWide-DSH_WASH | SYSTEM | TD:0:04-DMO-ResidentialMobileHome–DoubleWide-DSH_WASH:SYSTEM | 0 | 0.010064 | 0.015335 | 0 | 0 | 0.010265 | 0.015642 | 0 | 0 | 0.01047 | 0.015955 | 0 | 0 | 0.01068 | 0.016274 | 0 | 0 | 0.010893 | 0.016599 | 0 | 0 | 0.011111 | 0.016931 | 0 | 0 | 0.011333 | 0.01727 | 0 | 0 | 0.01156 | 0.017615 | 0 | 0 | 0.011791 | 0.017967 | 0 | 0 | 0.012027 | 0.018327 | 0 | 0 | 0.012268 | 0.018693 | 0 | 0 | 0.012513 | 0.019067 | 0 | 0 | 0.012763 | 0.019449 | 0 | 0 | 0.013018 | 0.019838 | 0 | 0 | 0.013279 | 0.020234 | 0 | 0 | 0.013544 | 0.020639 | 0 | 0 | 0.013815 | 0.021052 | 0 | 0 | 0.014092 | 0.021473 | 0 | 0 | 0.014373 | 0.021902 | 0 | 0 | 0.014661 | 0.02234 | 0 | 0 | 0.014954 | 0.022787 | 0 | 0 | 0.015253 | 0.023243 | 0 | 0 | 0.015538 | 0.023677 | 0 | 0 | 0.015828 | 0.024119 | 0 | 0 | 0.016118 | 0.024562 | 0
T&D ($/annual kWh) | 0 | 04-DMO-ResidentialMobileHome–DoubleWide-FREEZ | 7 | TD:0:04-DMO-ResidentialMobileHome–DoubleWide-FREEZ:7 | 0 | 0.0051716 | 0.0078806 | 0 | 0 | 0.0052751 | 0.0080382 | 0 | 0 | 0.0053806 | 0.008199 | 0 | 0 | 0.0054882 | 0.0083629 | 0 | 0 | 0.0055979 | 0.0085302 | 0 | 0 | 0.0057099 | 0.0087008 | 0 | 0 | 0.0058241 | 0.0088748 | 0 | 0 | 0.0059406 | 0.0090523 | 0 | 0 | 0.0060594 | 0.0092334 | 0 | 0 | 0.0061806 | 0.009418 | 0 | 0 | 0.0063042 | 0.0096064 | 0 | 0 | 0.0064303 | 0.0097985 | 0 | 0 | 0.0065589 | 0.0099945 | 0 | 0 | 0.0066901 | 0.010194 | 0 | 0 | 0.0068239 | 0.010398 | 0 | 0 | 0.0069603 | 0.010606 | 0 | 0 | 0.0070995 | 0.010818 | 0 | 0 | 0.0072415 | 0.011035 | 0 | 0 | 0.0073864 | 0.011255 | 0 | 0 | 0.0075341 | 0.011481 | 0 | 0 | 0.0076848 | 0.01171 | 0 | 0 | 0.0078385 | 0.011944 | 0 | 0 | 0.0079847 | 0.012167 | 0 | 0 | 0.008134 | 0.012395 | 0 | 0 | 0.0082832 | 0.012622 | 0
T&D ($/annual kWh) | 0 | 04-DMO-ResidentialMobileHome–DoubleWide-FREEZ | 10 | TD:0:04-DMO-ResidentialMobileHome–DoubleWide-FREEZ:10 | 0 | 0.0055591 | 0.0084709 | 0 | 0 | 0.0056702 | 0.0086404 | 0 | 0 | 0.0057836 | 0.0088132 | 0 | 0 | 0.0058993 | 0.0089894 | 0 | 0 | 0.0060173 | 0.0091692 | 0 | 0 | 0.0061376 | 0.0093526 | 0 | 0 | 0.0062604 | 0.0095397 | 0 | 0 | 0.0063856 | 0.0097305 | 0 | 0 | 0.0065133 | 0.0099251 | 0 | 0 | 0.0066436 | 0.010124 | 0 | 0 | 0.0067765 | 0.010326 | 0 | 0 | 0.006912 | 0.010533 | 0 | 0 | 0.0070502 | 0.010743 | 0 | 0 | 0.0071912 | 0.010958 | 0 | 0 | 0.0073351 | 0.011177 | 0 | 0 | 0.0074818 | 0.011401 | 0 | 0 | 0.0076314 | 0.011629 | 0 | 0 | 0.007784 | 0.011861 | 0 | 0 | 0.0079397 | 0.012099 | 0 | 0 | 0.0080985 | 0.012341 | 0 | 0 | 0.0082605 | 0.012587 | 0 | 0 | 0.0084257 | 0.012839 | 0 | 0 | 0.0085829 | 0.013079 | 0 | 0 | 0.0087433 | 0.013323 | 0 | 0 | 0.0089037 | 0.013568 | 0
T&D ($/annual kWh) | 0 | 04-DMO-ResidentialMobileHome–DoubleWide-FREEZ | 14 | TD:0:04-DMO-ResidentialMobileHome–DoubleWide-FREEZ:14 | 0 | 0.0055834 | 0.0085081 | 0 | 0 | 0.0056951 | 0.0086783 | 0 | 0 | 0.005809 | 0.0088518 | 0 | 0 | 0.0059252 | 0.0090289 | 0 | 0 | 0.0060437 | 0.0092094 | 0 | 0 | 0.0061646 | 0.0093936 | 0 | 0 | 0.0062879 | 0.0095815 | 0 | 0 | 0.0064136 | 0.0097731 | 0 | 0 | 0.0065419 | 0.0099686 | 0 | 0 | 0.0066727 | 0.010168 | 0 | 0 | 0.0068062 | 0.010371 | 0 | 0 | 0.0069423 | 0.010579 | 0 | 0 | 0.0070811 | 0.01079 | 0 | 0 | 0.0072228 | 0.011006 | 0 | 0 | 0.0073672 | 0.011226 | 0 | 0 | 0.0075146 | 0.011451 | 0 | 0 | 0.0076649 | 0.01168 | 0 | 0 | 0.0078182 | 0.011913 | 0 | 0 | 0.0079745 | 0.012152 | 0 | 0 | 0.008134 | 0.012395 | 0 | 0 | 0.0082967 | 0.012643 | 0 | 0 | 0.0084626 | 0.012895 | 0 | 0 | 0.0086205 | 0.013136 | 0 | 0 | 0.0087816 | 0.013382 | 0 | 0 | 0.0089428 | 0.013627 | 0
T&D ($/annual kWh) | 0 | 04-DMO-ResidentialMobileHome–DoubleWide-FREEZ | 15 | TD:0:04-DMO-ResidentialMobileHome–DoubleWide-FREEZ:15 | 0 | 0.0055759 | 0.0084956 | 0 | 0 | 0.0056875 | 0.0086655 | 0 | 0 | 0.0058012 | 0.0088388 | 0 | 0 | 0.0059172 | 0.0090156 | 0 | 0 | 0.0060356 | 0.0091959 | 0 | 0 | 0.0061563 | 0.0093798 | 0 | 0 | 0.0062794 | 0.0095674 | 0 | 0 | 0.006405 | 0.0097588 | 0 | 0 | 0.0065331 | 0.0099539 | 0 | 0 | 0.0066638 | 0.010153 | 0 | 0 | 0.006797 | 0.010356 | 0 | 0 | 0.006933 | 0.010563 | 0 | 0 | 0.0070716 | 0.010774 | 0 | 0 | 0.0072131 | 0.01099 | 0 | 0 | 0.0073573 | 0.01121 | 0 | 0 | 0.0075045 | 0.011434 | 0 | 0 | 0.0076546 | 0.011663 | 0 | 0 | 0.0078077 | 0.011896 | 0 | 0 | 0.0079638 | 0.012134 | 0 | 0 | 0.0081231 | 0.012376 | 0 | 0 | 0.0082856 | 0.012624 | 0 | 0 | 0.0084513 | 0.012876 | 0 | 0 | 0.008609 | 0.013117 | 0 | 0 | 0.0087699 | 0.013362 | 0 | 0 | 0.0089308 | 0.013607 | 0
T&D ($/annual kWh) | 0 | 04-DMO-ResidentialMobileHome–DoubleWide-FREEZ | SYSTEM | TD:0:04-DMO-ResidentialMobileHome–DoubleWide-FREEZ:SYSTEM | 0 | 0.0051716 | 0.0078806 | 0 | 0 | 0.0052751 | 0.0080382 | 0 | 0 | 0.0053806 | 0.008199 | 0 | 0 | 0.0054882 | 0.0083629 | 0 | 0 | 0.0055979 | 0.0085302 | 0 | 0 | 0.0057099 | 0.0087008 | 0 | 0 | 0.0058241 | 0.0088748 | 0 | 0 | 0.0059406 | 0.0090523 | 0 | 0 | 0.0060594 | 0.0092334 | 0 | 0 | 0.0061806 | 0.009418 | 0 | 0 | 0.0063042 | 0.0096064 | 0 | 0 | 0.0064303 | 0.0097985 | 0 | 0 | 0.0065589 | 0.0099945 | 0 | 0 | 0.0066901 | 0.010194 | 0 | 0 | 0.0068239 | 0.010398 | 0 | 0 | 0.0069603 | 0.010606 | 0 | 0 | 0.0070995 | 0.010818 | 0 | 0 | 0.0072415 | 0.011035 | 0 | 0 | 0.0073864 | 0.011255 | 0 | 0 | 0.0075341 | 0.011481 | 0 | 0 | 0.0076848 | 0.01171 | 0 | 0 | 0.0078385 | 0.011944 | 0 | 0 | 0.0079847 | 0.012167 | 0 | 0 | 0.008134 | 0.012395 | 0 | 0 | 0.0082832 | 0.012622 | 0
T&D ($/annual kWh) | 0 | 04-DMO-ResidentialMobileHome–DoubleWide-LIGHT | 7 | TD:0:04-DMO-ResidentialMobileHome–DoubleWide-LIGHT:7 | 0 | 0.0053353 | 0.00813 | 0 | 0 | 0.005442 | 0.0082926 | 0 | 0 | 0.0055509 | 0.0084585 | 0 | 0 | 0.0056619 | 0.0086277 | 0 | 0 | 0.0057751 | 0.0088002 | 0 | 0 | 0.0058906 | 0.0089762 | 0 | 0 | 0.0060085 | 0.0091558 | 0 | 0 | 0.0061286 | 0.0093389 | 0 | 0 | 0.0062512 | 0.0095256 | 0 | 0 | 0.0063762 | 0.0097162 | 0 | 0 | 0.0065038 | 0.0099105 | 0 | 0 | 0.0066338 | 0.010109 | 0 | 0 | 0.0067665 | 0.010311 | 0 | 0 | 0.0069018 | 0.010517 | 0 | 0 | 0.0070399 | 0.010727 | 0 | 0 | 0.0071807 | 0.010942 | 0 | 0 | 0.0073243 | 0.011161 | 0 | 0 | 0.0074708 | 0.011384 | 0 | 0 | 0.0076202 | 0.011612 | 0 | 0 | 0.0077726 | 0.011844 | 0 | 0 | 0.007928 | 0.012081 | 0 | 0 | 0.0080866 | 0.012322 | 0 | 0 | 0.0082375 | 0.012552 | 0 | 0 | 0.0083914 | 0.012787 | 0 | 0 | 0.0085454 | 0.013022 | 0
T&D ($/annual kWh) | 0 | 04-DMO-ResidentialMobileHome–DoubleWide-LIGHT | 10 | TD:0:04-DMO-ResidentialMobileHome–DoubleWide-LIGHT:10 | 0 | 0.005735 | 0.0087391 | 0 | 0 | 0.0058497 | 0.0089138 | 0 | 0 | 0.0059667 | 0.0090921 | 0 | 0 | 0.006086 | 0.009274 | 0 | 0 | 0.0062078 | 0.0094594 | 0 | 0 | 0.0063319 | 0.0096486 | 0 | 0 | 0.0064585 | 0.0098416 | 0 | 0 | 0.0065877 | 0.010038 | 0 | 0 | 0.0067195 | 0.010239 | 0 | 0 | 0.0068539 | 0.010444 | 0 | 0 | 0.0069909 | 0.010653 | 0 | 0 | 0.0071308 | 0.010866 | 0 | 0 | 0.0072734 | 0.011083 | 0 | 0 | 0.0074188 | 0.011305 | 0 | 0 | 0.0075672 | 0.011531 | 0 | 0 | 0.0077186 | 0.011762 | 0 | 0 | 0.0078729 | 0.011997 | 0 | 0 | 0.0080304 | 0.012237 | 0 | 0 | 0.008191 | 0.012482 | 0 | 0 | 0.0083548 | 0.012731 | 0 | 0 | 0.0085219 | 0.012986 | 0 | 0 | 0.0086924 | 0.013245 | 0 | 0 | 0.0088545 | 0.013493 | 0 | 0 | 0.00902 | 0.013745 | 0 | 0 | 0.0091855 | 0.013997 | 0
T&D ($/annual kWh) | 0 | 04-DMO-ResidentialMobileHome–DoubleWide-LIGHT | 14 | TD:0:04-DMO-ResidentialMobileHome–DoubleWide-LIGHT:14 | 0 | 0.0057602 | 0.0087774 | 0 | 0 | 0.0058754 | 0.0089529 | 0 | 0 | 0.0059929 | 0.009132 | 0 | 0 | 0.0061127 | 0.0093146 | 0 | 0 | 0.006235 | 0.0095009 | 0 | 0 | 0.0063597 | 0.0096909 | 0 | 0 | 0.0064869 | 0.0098848 | 0 | 0 | 0.0066166 | 0.010082 | 0 | 0 | 0.0067489 | 0.010284 | 0 | 0 | 0.0068839 | 0.01049 | 0 | 0 | 0.0070216 | 0.0107 | 0 | 0 | 0.007162 | 0.010914 | 0 | 0 | 0.0073053 | 0.011132 | 0 | 0 | 0.0074514 | 0.011354 | 0 | 0 | 0.0076004 | 0.011582 | 0 | 0 | 0.0077524 | 0.011813 | 0 | 0 | 0.0079075 | 0.012049 | 0 | 0 | 0.0080656 | 0.01229 | 0 | 0 | 0.0082269 | 0.012536 | 0 | 0 | 0.0083915 | 0.012787 | 0 | 0 | 0.0085593 | 0.013043 | 0 | 0 | 0.0087305 | 0.013304 | 0 | 0 | 0.0088934 | 0.013552 | 0 | 0 | 0.0090596 | 0.013805 | 0 | 0 | 0.0092258 | 0.014058 | 0
T&D ($/annual kWh) | 0 | 04-DMO-ResidentialMobileHome–DoubleWide-LIGHT | 15 | TD:0:04-DMO-ResidentialMobileHome–DoubleWide-LIGHT:15 | 0 | 0.0057376 | 0.0087424 | 0 | 0 | 0.0058524 | 0.0089172 | 0 | 0 | 0.0059694 | 0.0090956 | 0 | 0 | 0.0060888 | 0.0092775 | 0 | 0 | 0.0062106 | 0.009463 | 0 | 0 | 0.0063348 | 0.0096523 | 0 | 0 | 0.0064615 | 0.0098453 | 0 | 0 | 0.0065907 | 0.010042 | 0 | 0 | 0.0067226 | 0.010243 | 0 | 0 | 0.006857 | 0.010448 | 0 | 0 | 0.0069941 | 0.010657 | 0 | 0 | 0.007134 | 0.01087 | 0 | 0 | 0.0072767 | 0.011087 | 0 | 0 | 0.0074222 | 0.011309 | 0 | 0 | 0.0075707 | 0.011535 | 0 | 0 | 0.0077221 | 0.011766 | 0 | 0 | 0.0078765 | 0.012001 | 0 | 0 | 0.0080341 | 0.012241 | 0 | 0 | 0.0081948 | 0.012486 | 0 | 0 | 0.0083587 | 0.012736 | 0 | 0 | 0.0085258 | 0.012991 | 0 | 0 | 0.0086963 | 0.013251 | 0 | 0 | 0.0088586 | 0.013498 | 0 | 0 | 0.0090242 | 0.01375 | 0 | 0 | 0.0091897 | 0.014002 | 0
T&D ($/annual kWh) | 0 | 04-DMO-ResidentialMobileHome–DoubleWide-LIGHT | SYSTEM | TD:0:04-DMO-ResidentialMobileHome–DoubleWide-LIGHT:SYSTEM | 0 | 0.0053353 | 0.00813 | 0 | 0 | 0.005442 | 0.0082926 | 0 | 0 | 0.0055509 | 0.0084585 | 0 | 0 | 0.0056619 | 0.0086277 | 0 | 0 | 0.0057751 | 0.0088002 | 0 | 0 | 0.0058906 | 0.0089762 | 0 | 0 | 0.0060085 | 0.0091558 | 0 | 0 | 0.0061286 | 0.0093389 | 0 | 0 | 0.0062512 | 0.0095256 | 0 | 0 | 0.0063762 | 0.0097162 | 0 | 0 | 0.0065038 | 0.0099105 | 0 | 0 | 0.0066338 | 0.010109 | 0 | 0 | 0.0067665 | 0.010311 | 0 | 0 | 0.0069018 | 0.010517 | 0 | 0 | 0.0070399 | 0.010727 | 0 | 0 | 0.0071807 | 0.010942 | 0 | 0 | 0.0073243 | 0.011161 | 0 | 0 | 0.0074708 | 0.011384 | 0 | 0 | 0.0076202 | 0.011612 | 0 | 0 | 0.0077726 | 0.011844 | 0 | 0 | 0.007928 | 0.012081 | 0 | 0 | 0.0080866 | 0.012322 | 0 | 0 | 0.0082375 | 0.012552 | 0 | 0 | 0.0083914 | 0.012787 | 0 | 0 | 0.0085454 | 0.013022 | 0
T&D ($/annual kWh) | 0 | 04-DMO-ResidentialMobileHome–DoubleWide-POOL_PMP | 7 | TD:0:04-DMO-ResidentialMobileHome–DoubleWide-POOL_PMP:7 | 0 | 0.0021399 | 0.0032608 | 0 | 0 | 0.0021827 | 0.003326 | 0 | 0 | 0.0022264 | 0.0033926 | 0 | 0 | 0.0022709 | 0.0034604 | 0 | 0 | 0.0023163 | 0.0035296 | 0 | 0 | 0.0023626 | 0.0036002 | 0 | 0 | 0.0024099 | 0.0036722 | 0 | 0 | 0.0024581 | 0.0037457 | 0 | 0 | 0.0025072 | 0.0038206 | 0 | 0 | 0.0025574 | 0.003897 | 0 | 0 | 0.0026085 | 0.0039749 | 0 | 0 | 0.0026607 | 0.0040544 | 0 | 0 | 0.0027139 | 0.0041355 | 0 | 0 | 0.0027682 | 0.0042182 | 0 | 0 | 0.0028236 | 0.0043026 | 0 | 0 | 0.00288 | 0.0043886 | 0 | 0 | 0.0029376 | 0.0044764 | 0 | 0 | 0.0029964 | 0.0045659 | 0 | 0 | 0.0030563 | 0.0046573 | 0 | 0 | 0.0031174 | 0.0047504 | 0 | 0 | 0.0031798 | 0.0048454 | 0 | 0 | 0.0032434 | 0.0049423 | 0 | 0 | 0.0033039 | 0.0050345 | 0 | 0 | 0.0033657 | 0.0051286 | 0 | 0 | 0.0034274 | 0.0052227 | 0
T&D ($/annual kWh) | 0 | 04-DMO-ResidentialMobileHome–DoubleWide-POOL_PMP | 10 | TD:0:04-DMO-ResidentialMobileHome–DoubleWide-POOL_PMP:10 | 0 | 0.0023002 | 0.003505 | 0 | 0 | 0.0023462 | 0.0035751 | 0 | 0 | 0.0023931 | 0.0036466 | 0 | 0 | 0.002441 | 0.0037196 | 0 | 0 | 0.0024898 | 0.003794 | 0 | 0 | 0.0025396 | 0.0038698 | 0 | 0 | 0.0025904 | 0.0039472 | 0 | 0 | 0.0026422 | 0.0040262 | 0 | 0 | 0.002695 | 0.0041067 | 0 | 0 | 0.0027489 | 0.0041888 | 0 | 0 | 0.0028039 | 0.0042726 | 0 | 0 | 0.00286 | 0.0043581 | 0 | 0 | 0.0029172 | 0.0044452 | 0 | 0 | 0.0029755 | 0.0045341 | 0 | 0 | 0.003035 | 0.0046248 | 0 | 0 | 0.0030957 | 0.0047173 | 0 | 0 | 0.0031576 | 0.0048116 | 0 | 0 | 0.0032208 | 0.0049079 | 0 | 0 | 0.0032852 | 0.005006 | 0 | 0 | 0.0033509 | 0.0051062 | 0 | 0 | 0.0034179 | 0.0052083 | 0 | 0 | 0.0034863 | 0.0053124 | 0 | 0 | 0.0035513 | 0.0054116 | 0 | 0 | 0.0036177 | 0.0055127 | 0 | 0 | 0.0036841 | 0.0056139 | 0
T&D ($/annual kWh) | 0 | 04-DMO-ResidentialMobileHome–DoubleWide-POOL_PMP | 14 | TD:0:04-DMO-ResidentialMobileHome–DoubleWide-POOL_PMP:14 | 0 | 0.0023103 | 0.0035204 | 0 | 0 | 0.0023565 | 0.0035908 | 0 | 0 | 0.0024036 | 0.0036626 | 0 | 0 | 0.0024517 | 0.0037359 | 0 | 0 | 0.0025007 | 0.0038106 | 0 | 0 | 0.0025507 | 0.0038868 | 0 | 0 | 0.0026017 | 0.0039645 | 0 | 0 | 0.0026538 | 0.0040438 | 0 | 0 | 0.0027068 | 0.0041247 | 0 | 0 | 0.002761 | 0.0042072 | 0 | 0 | 0.0028162 | 0.0042913 | 0 | 0 | 0.0028725 | 0.0043772 | 0 | 0 | 0.00293 | 0.0044647 | 0 | 0 | 0.0029886 | 0.004554 | 0 | 0 | 0.0030483 | 0.0046451 | 0 | 0 | 0.0031093 | 0.004738 | 0 | 0 | 0.0031715 | 0.0048327 | 0 | 0 | 0.0032349 | 0.0049294 | 0 | 0 | 0.0032996 | 0.005028 | 0 | 0 | 0.0033656 | 0.0051285 | 0 | 0 | 0.0034329 | 0.0052311 | 0 | 0 | 0.0035016 | 0.0053357 | 0 | 0 | 0.0035669 | 0.0054353 | 0 | 0 | 0.0036336 | 0.0055369 | 0 | 0 | 0.0037002 | 0.0056385 | 0
T&D ($/annual kWh) | 0 | 04-DMO-ResidentialMobileHome–DoubleWide-POOL_PMP | 15 | TD:0:04-DMO-ResidentialMobileHome–DoubleWide-POOL_PMP:15 | 0 | 0.0023408 | 0.0035656 | 0 | 0 | 0.0023877 | 0.0036369 | 0 | 0 | 0.0024354 | 0.0037096 | 0 | 0 | 0.0024841 | 0.0037838 | 0 | 0 | 0.0025338 | 0.0038595 | 0 | 0 | 0.0025845 | 0.0039367 | 0 | 0 | 0.0026362 | 0.0040154 | 0 | 0 | 0.0026889 | 0.0040957 | 0 | 0 | 0.0027427 | 0.0041776 | 0 | 0 | 0.0027975 | 0.0042612 | 0 | 0 | 0.0028535 | 0.0043464 | 0 | 0 | 0.0029105 | 0.0044333 | 0 | 0 | 0.0029688 | 0.004522 | 0 | 0 | 0.0030281 | 0.0046125 | 0 | 0 | 0.0030887 | 0.0047047 | 0 | 0 | 0.0031505 | 0.0047988 | 0 | 0 | 0.0032135 | 0.0048948 | 0 | 0 | 0.0032777 | 0.0049927 | 0 | 0 | 0.0033433 | 0.0050925 | 0 | 0 | 0.0034102 | 0.0051944 | 0 | 0 | 0.0034784 | 0.0052983 | 0 | 0 | 0.0035479 | 0.0054042 | 0 | 0 | 0.0036141 | 0.0055051 | 0 | 0 | 0.0036817 | 0.005608 | 0 | 0 | 0.0037492 | 0.0057108 | 0
T&D ($/annual kWh) | 0 | 04-DMO-ResidentialMobileHome–DoubleWide-POOL_PMP | SYSTEM | TD:0:04-DMO-ResidentialMobileHome–DoubleWide-POOL_PMP:SYSTEM | 0 | 0.0021399 | 0.0032608 | 0 | 0 | 0.0021827 | 0.003326 | 0 | 0 | 0.0022264 | 0.0033926 | 0 | 0 | 0.0022709 | 0.0034604 | 0 | 0 | 0.0023163 | 0.0035296 | 0 | 0 | 0.0023626 | 0.0036002 | 0 | 0 | 0.0024099 | 0.0036722 | 0 | 0 | 0.0024581 | 0.0037457 | 0 | 0 | 0.0025072 | 0.0038206 | 0 | 0 | 0.0025574 | 0.003897 | 0 | 0 | 0.0026085 | 0.0039749 | 0 | 0 | 0.0026607 | 0.0040544 | 0 | 0 | 0.0027139 | 0.0041355 | 0 | 0 | 0.0027682 | 0.0042182 | 0 | 0 | 0.0028236 | 0.0043026 | 0 | 0 | 0.00288 | 0.0043886 | 0 | 0 | 0.0029376 | 0.0044764 | 0 | 0 | 0.0029964 | 0.0045659 | 0 | 0 | 0.0030563 | 0.0046573 | 0 | 0 | 0.0031174 | 0.0047504 | 0 | 0 | 0.0031798 | 0.0048454 | 0 | 0 | 0.0032434 | 0.0049423 | 0 | 0 | 0.0033039 | 0.0050345 | 0 | 0 | 0.0033657 | 0.0051286 | 0 | 0 | 0.0034274 | 0.0052227 | 0
T&D ($/annual kWh) | 0 | 04-DMO-ResidentialMobileHome–DoubleWide-REFG | 7 | TD:0:04-DMO-ResidentialMobileHome–DoubleWide-REFG:7 | 0 | 0.0053391 | 0.0081357 | 0 | 0 | 0.0054458 | 0.0082984 | 0 | 0 | 0.0055548 | 0.0084644 | 0 | 0 | 0.0056658 | 0.0086337 | 0 | 0 | 0.0057792 | 0.0088063 | 0 | 0 | 0.0058947 | 0.0089825 | 0 | 0 | 0.0060126 | 0.0091621 | 0 | 0 | 0.0061329 | 0.0093454 | 0 | 0 | 0.0062556 | 0.0095323 | 0 | 0 | 0.0063807 | 0.0097229 | 0 | 0 | 0.0065083 | 0.0099174 | 0 | 0 | 0.0066384 | 0.010116 | 0 | 0 | 0.0067712 | 0.010318 | 0 | 0 | 0.0069066 | 0.010524 | 0 | 0 | 0.0070448 | 0.010735 | 0 | 0 | 0.0071857 | 0.01095 | 0 | 0 | 0.0073294 | 0.011169 | 0 | 0 | 0.007476 | 0.011392 | 0 | 0 | 0.0076255 | 0.01162 | 0 | 0 | 0.007778 | 0.011852 | 0 | 0 | 0.0079336 | 0.012089 | 0 | 0 | 0.0080922 | 0.012331 | 0 | 0 | 0.0082432 | 0.012561 | 0 | 0 | 0.0083973 | 0.012796 | 0 | 0 | 0.0085513 | 0.013031 | 0
T&D ($/annual kWh) | 0 | 04-DMO-ResidentialMobileHome–DoubleWide-REFG | 10 | TD:0:04-DMO-ResidentialMobileHome–DoubleWide-REFG:10 | 0 | 0.005739 | 0.0087451 | 0 | 0 | 0.0058537 | 0.00892 | 0 | 0 | 0.0059708 | 0.0090984 | 0 | 0 | 0.0060902 | 0.0092804 | 0 | 0 | 0.006212 | 0.009466 | 0 | 0 | 0.0063363 | 0.0096553 | 0 | 0 | 0.006463 | 0.0098484 | 0 | 0 | 0.0065923 | 0.010045 | 0 | 0 | 0.0067241 | 0.010246 | 0 | 0 | 0.0068586 | 0.010451 | 0 | 0 | 0.0069958 | 0.01066 | 0 | 0 | 0.0071357 | 0.010873 | 0 | 0 | 0.0072784 | 0.011091 | 0 | 0 | 0.007424 | 0.011313 | 0 | 0 | 0.0075724 | 0.011539 | 0 | 0 | 0.0077239 | 0.01177 | 0 | 0 | 0.0078784 | 0.012005 | 0 | 0 | 0.0080359 | 0.012245 | 0 | 0 | 0.0081967 | 0.01249 | 0 | 0 | 0.0083606 | 0.01274 | 0 | 0 | 0.0085278 | 0.012995 | 0 | 0 | 0.0086984 | 0.013255 | 0 | 0 | 0.0088607 | 0.013502 | 0 | 0 | 0.0090263 | 0.013754 | 0 | 0 | 0.0091919 | 0.014007 | 0
T&D ($/annual kWh) | 0 | 04-DMO-ResidentialMobileHome–DoubleWide-REFG | 14 | TD:0:04-DMO-ResidentialMobileHome–DoubleWide-REFG:14 | 0 | 0.0057641 | 0.0087834 | 0 | 0 | 0.0058794 | 0.0089591 | 0 | 0 | 0.005997 | 0.0091383 | 0 | 0 | 0.0061169 | 0.009321 | 0 | 0 | 0.0062393 | 0.0095075 | 0 | 0 | 0.0063641 | 0.0096976 | 0 | 0 | 0.0064913 | 0.0098916 | 0 | 0 | 0.0066212 | 0.010089 | 0 | 0 | 0.0067536 | 0.010291 | 0 | 0 | 0.0068887 | 0.010497 | 0 | 0 | 0.0070264 | 0.010707 | 0 | 0 | 0.007167 | 0.010921 | 0 | 0 | 0.0073103 | 0.01114 | 0 | 0 | 0.0074565 | 0.011362 | 0 | 0 | 0.0076056 | 0.01159 | 0 | 0 | 0.0077578 | 0.011821 | 0 | 0 | 0.0079129 | 0.012058 | 0 | 0 | 0.0080712 | 0.012299 | 0 | 0 | 0.0082326 | 0.012545 | 0 | 0 | 0.0083972 | 0.012796 | 0 | 0 | 0.0085652 | 0.013052 | 0 | 0 | 0.0087365 | 0.013313 | 0 | 0 | 0.0088995 | 0.013561 | 0 | 0 | 0.0090658 | 0.013815 | 0 | 0 | 0.0092322 | 0.014068 | 0
T&D ($/annual kWh) | 0 | 04-DMO-ResidentialMobileHome–DoubleWide-REFG | 15 | TD:0:04-DMO-ResidentialMobileHome–DoubleWide-REFG:15 | 0 | 0.0057538 | 0.0087666 | 0 | 0 | 0.0058689 | 0.0089419 | 0 | 0 | 0.0059862 | 0.0091208 | 0 | 0 | 0.006106 | 0.0093032 | 0 | 0 | 0.0062281 | 0.0094893 | 0 | 0 | 0.0063526 | 0.0096791 | 0 | 0 | 0.0064797 | 0.0098726 | 0 | 0 | 0.0066093 | 0.01007 | 0 | 0 | 0.0067415 | 0.010271 | 0 | 0 | 0.0068763 | 0.010477 | 0 | 0 | 0.0070138 | 0.010686 | 0 | 0 | 0.0071541 | 0.0109 | 0 | 0 | 0.0072972 | 0.011118 | 0 | 0 | 0.0074431 | 0.011341 | 0 | 0 | 0.007592 | 0.011567 | 0 | 0 | 0.0077438 | 0.011799 | 0 | 0 | 0.0078987 | 0.012035 | 0 | 0 | 0.0080567 | 0.012275 | 0 | 0 | 0.0082178 | 0.012521 | 0 | 0 | 0.0083822 | 0.012771 | 0 | 0 | 0.0085498 | 0.013027 | 0 | 0 | 0.0087208 | 0.013287 | 0 | 0 | 0.0088835 | 0.013535 | 0 | 0 | 0.0090496 | 0.013788 | 0 | 0 | 0.0092156 | 0.014041 | 0
T&D ($/annual kWh) | 0 | 04-DMO-ResidentialMobileHome–DoubleWide-REFG | SYSTEM | TD:0:04-DMO-ResidentialMobileHome–DoubleWide-REFG:SYSTEM | 0 | 0.0053391 | 0.0081357 | 0 | 0 | 0.0054458 | 0.0082984 | 0 | 0 | 0.0055548 | 0.0084644 | 0 | 0 | 0.0056658 | 0.0086337 | 0 | 0 | 0.0057792 | 0.0088063 | 0 | 0 | 0.0058947 | 0.0089825 | 0 | 0 | 0.0060126 | 0.0091621 | 0 | 0 | 0.0061329 | 0.0093454 | 0 | 0 | 0.0062556 | 0.0095323 | 0 | 0 | 0.0063807 | 0.0097229 | 0 | 0 | 0.0065083 | 0.0099174 | 0 | 0 | 0.0066384 | 0.010116 | 0 | 0 | 0.0067712 | 0.010318 | 0 | 0 | 0.0069066 | 0.010524 | 0 | 0 | 0.0070448 | 0.010735 | 0 | 0 | 0.0071857 | 0.01095 | 0 | 0 | 0.0073294 | 0.011169 | 0 | 0 | 0.007476 | 0.011392 | 0 | 0 | 0.0076255 | 0.01162 | 0 | 0 | 0.007778 | 0.011852 | 0 | 0 | 0.0079336 | 0.012089 | 0 | 0 | 0.0080922 | 0.012331 | 0 | 0 | 0.0082432 | 0.012561 | 0 | 0 | 0.0083973 | 0.012796 | 0 | 0 | 0.0085513 | 0.013031 | 0
T&D ($/annual kWh) | 0 | 04-DMO-ResidentialMobileHome–DoubleWide-SP_COOL | 7 | TD:0:04-DMO-ResidentialMobileHome–DoubleWide-SP_COOL:7 | 0 | 0.061905 | 0.094332 | 0 | 0 | 0.063143 | 0.096218 | 0 | 0 | 0.064406 | 0.098143 | 0 | 0 | 0.065694 | 0.10011 | 0 | 0 | 0.067008 | 0.10211 | 0 | 0 | 0.068348 | 0.10415 | 0 | 0 | 0.069715 | 0.10623 | 0 | 0 | 0.07111 | 0.10836 | 0 | 0 | 0.072532 | 0.11052 | 0 | 0 | 0.073982 | 0.11274 | 0 | 0 | 0.075462 | 0.11499 | 0 | 0 | 0.076971 | 0.11729 | 0 | 0 | 0.078511 | 0.11964 | 0 | 0 | 0.080081 | 0.12203 | 0 | 0 | 0.081683 | 0.12447 | 0 | 0 | 0.083316 | 0.12696 | 0 | 0 | 0.084983 | 0.1295 | 0 | 0 | 0.086682 | 0.13209 | 0 | 0 | 0.088416 | 0.13473 | 0 | 0 | 0.090184 | 0.13742 | 0 | 0 | 0.091988 | 0.14017 | 0 | 0 | 0.093828 | 0.14298 | 0 | 0 | 0.095578 | 0.14564 | 0 | 0 | 0.097365 | 0.14837 | 0 | 0 | 0.099151 | 0.15109 | 0
T&D ($/annual kWh) | 0 | 04-DMO-ResidentialMobileHome–DoubleWide-SP_COOL | 10 | TD:0:04-DMO-ResidentialMobileHome–DoubleWide-SP_COOL:10 | 0 | 0.059492 | 0.090655 | 0 | 0 | 0.060682 | 0.092468 | 0 | 0 | 0.061896 | 0.094318 | 0 | 0 | 0.063134 | 0.096204 | 0 | 0 | 0.064396 | 0.098128 | 0 | 0 | 0.065684 | 0.10009 | 0 | 0 | 0.066998 | 0.10209 | 0 | 0 | 0.068338 | 0.10413 | 0 | 0 | 0.069705 | 0.10622 | 0 | 0 | 0.071099 | 0.10834 | 0 | 0 | 0.072521 | 0.11051 | 0 | 0 | 0.073971 | 0.11272 | 0 | 0 | 0.075451 | 0.11497 | 0 | 0 | 0.07696 | 0.11727 | 0 | 0 | 0.078499 | 0.11962 | 0 | 0 | 0.080069 | 0.12201 | 0 | 0 | 0.08167 | 0.12445 | 0 | 0 | 0.083304 | 0.12694 | 0 | 0 | 0.08497 | 0.12948 | 0 | 0 | 0.086669 | 0.13207 | 0 | 0 | 0.088403 | 0.13471 | 0 | 0 | 0.090171 | 0.1374 | 0 | 0 | 0.091853 | 0.13997 | 0 | 0 | 0.09357 | 0.14258 | 0 | 0 | 0.095286 | 0.1452 | 0
T&D ($/annual kWh) | 0 | 04-DMO-ResidentialMobileHome–DoubleWide-SP_COOL | 14 | TD:0:04-DMO-ResidentialMobileHome–DoubleWide-SP_COOL:14 | 0 | 0.059341 | 0.090424 | 0 | 0 | 0.060527 | 0.092232 | 0 | 0 | 0.061738 | 0.094077 | 0 | 0 | 0.062973 | 0.095958 | 0 | 0 | 0.064232 | 0.097878 | 0 | 0 | 0.065517 | 0.099835 | 0 | 0 | 0.066827 | 0.10183 | 0 | 0 | 0.068164 | 0.10387 | 0 | 0 | 0.069527 | 0.10595 | 0 | 0 | 0.070917 | 0.10806 | 0 | 0 | 0.072336 | 0.11023 | 0 | 0 | 0.073783 | 0.11243 | 0 | 0 | 0.075258 | 0.11468 | 0 | 0 | 0.076763 | 0.11697 | 0 | 0 | 0.078299 | 0.11931 | 0 | 0 | 0.079865 | 0.1217 | 0 | 0 | 0.081462 | 0.12413 | 0 | 0 | 0.083091 | 0.12662 | 0 | 0 | 0.084753 | 0.12915 | 0 | 0 | 0.086448 | 0.13173 | 0 | 0 | 0.088177 | 0.13436 | 0 | 0 | 0.08994 | 0.13705 | 0 | 0 | 0.091619 | 0.13961 | 0 | 0 | 0.093331 | 0.14222 | 0 | 0 | 0.095043 | 0.14483 | 0
T&D ($/annual kWh) | 0 | 04-DMO-ResidentialMobileHome–DoubleWide-SP_COOL | 15 | TD:0:04-DMO-ResidentialMobileHome–DoubleWide-SP_COOL:15 | 0 | 0.058821 | 0.08961 | 0 | 0 | 0.059997 | 0.091402 | 0 | 0 | 0.061197 | 0.093231 | 0 | 0 | 0.062421 | 0.095095 | 0 | 0 | 0.06367 | 0.096997 | 0 | 0 | 0.064943 | 0.098937 | 0 | 0 | 0.066242 | 0.10092 | 0 | 0 | 0.067567 | 0.10293 | 0 | 0 | 0.068918 | 0.10499 | 0 | 0 | 0.070296 | 0.10709 | 0 | 0 | 0.071702 | 0.10923 | 0 | 0 | 0.073136 | 0.11142 | 0 | 0 | 0.074599 | 0.11365 | 0 | 0 | 0.076091 | 0.11592 | 0 | 0 | 0.077613 | 0.11824 | 0 | 0 | 0.079165 | 0.1206 | 0 | 0 | 0.080748 | 0.12302 | 0 | 0 | 0.082363 | 0.12548 | 0 | 0 | 0.084011 | 0.12799 | 0 | 0 | 0.085691 | 0.13055 | 0 | 0 | 0.087405 | 0.13316 | 0 | 0 | 0.089153 | 0.13582 | 0 | 0 | 0.090816 | 0.13835 | 0 | 0 | 0.092514 | 0.14094 | 0 | 0 | 0.094211 | 0.14352 | 0
T&D ($/annual kWh) | 0 | 04-DMO-ResidentialMobileHome–DoubleWide-SP_COOL | SYSTEM | TD:0:04-DMO-ResidentialMobileHome–DoubleWide-SP_COOL:SYSTEM | 0 | 0.058821 | 0.08961 | 0 | 0 | 0.059997 | 0.091402 | 0 | 0 | 0.061197 | 0.093231 | 0 | 0 | 0.062421 | 0.095095 | 0 | 0 | 0.06367 | 0.096997 | 0 | 0 | 0.064943 | 0.098937 | 0 | 0 | 0.066242 | 0.10092 | 0 | 0 | 0.067567 | 0.10293 | 0 | 0 | 0.068918 | 0.10499 | 0 | 0 | 0.070296 | 0.10709 | 0 | 0 | 0.071702 | 0.10923 | 0 | 0 | 0.073136 | 0.11142 | 0 | 0 | 0.074599 | 0.11365 | 0 | 0 | 0.076091 | 0.11592 | 0 | 0 | 0.077613 | 0.11824 | 0 | 0 | 0.079165 | 0.1206 | 0 | 0 | 0.080748 | 0.12302 | 0 | 0 | 0.082363 | 0.12548 | 0 | 0 | 0.084011 | 0.12799 | 0 | 0 | 0.085691 | 0.13055 | 0 | 0 | 0.087405 | 0.13316 | 0 | 0 | 0.089153 | 0.13582 | 0 | 0 | 0.090816 | 0.13835 | 0 | 0 | 0.092514 | 0.14094 | 0 | 0 | 0.094211 | 0.14352 | 0
T&D ($/annual kWh) | 0 | 04-DMO-ResidentialMobileHome–DoubleWide-SP_HEAT | 7 | TD:0:04-DMO-ResidentialMobileHome–DoubleWide-SP_HEAT:7 | 0 | 0 | 0 | 0 | 0 | 0 | 0 | 0 | 0 | 0 | 0 | 0 | 0 | 0 | 0 | 0 | 0 | 0 | 0 | 0 | 0 | 0 | 0 | 0 | 0 | 0 | 0 | 0 | 0 | 0 | 0 | 0 | 0 | 0 | 0 | 0 | 0 | 0 | 0 | 0 | 0 | 0 | 0 | 0 | 0 | 0 | 0 | 0 | 0 | 0 | 0 | 0 | 0 | 0 | 0 | 0 | 0 | 0 | 0 | 0 | 0 | 0 | 0 | 0 | 0 | 0 | 0 | 0 | 0 | 0 | 0 | 0 | 0 | 0 | 0 | 0 | 0 | 0 | 0 | 0 | 0 | 0 | 0 | 0 | 0 | 0 | 0 | 0 | 0 | 0 | 0 | 0 | 0 | 0 | 0 | 0 | 0 | 0 | 0 | 0
T&D ($/annual kWh) | 0 | 04-DMO-ResidentialMobileHome–DoubleWide-SP_HEAT | 10 | TD:0:04-DMO-ResidentialMobileHome–DoubleWide-SP_HEAT:10 | 0 | 0 | 0 | 0 | 0 | 0 | 0 | 0 | 0 | 0 | 0 | 0 | 0 | 0 | 0 | 0 | 0 | 0 | 0 | 0 | 0 | 0 | 0 | 0 | 0 | 0 | 0 | 0 | 0 | 0 | 0 | 0 | 0 | 0 | 0 | 0 | 0 | 0 | 0 | 0 | 0 | 0 | 0 | 0 | 0 | 0 | 0 | 0 | 0 | 0 | 0 | 0 | 0 | 0 | 0 | 0 | 0 | 0 | 0 | 0 | 0 | 0 | 0 | 0 | 0 | 0 | 0 | 0 | 0 | 0 | 0 | 0 | 0 | 0 | 0 | 0 | 0 | 0 | 0 | 0 | 0 | 0 | 0 | 0 | 0 | 0 | 0 | 0 | 0 | 0 | 0 | 0 | 0 | 0 | 0 | 0 | 0 | 0 | 0 | 0
T&D ($/annual kWh) | 0 | 04-DMO-ResidentialMobileHome–DoubleWide-SP_HEAT | 14 | TD:0:04-DMO-ResidentialMobileHome–DoubleWide-SP_HEAT:14 | 0 | 0 | 0 | 0 | 0 | 0 | 0 | 0 | 0 | 0 | 0 | 0 | 0 | 0 | 0 | 0 | 0 | 0 | 0 | 0 | 0 | 0 | 0 | 0 | 0 | 0 | 0 | 0 | 0 | 0 | 0 | 0 | 0 | 0 | 0 | 0 | 0 | 0 | 0 | 0 | 0 | 0 | 0 | 0 | 0 | 0 | 0 | 0 | 0 | 0 | 0 | 0 | 0 | 0 | 0 | 0 | 0 | 0 | 0 | 0 | 0 | 0 | 0 | 0 | 0 | 0 | 0 | 0 | 0 | 0 | 0 | 0 | 0 | 0 | 0 | 0 | 0 | 0 | 0 | 0 | 0 | 0 | 0 | 0 | 0 | 0 | 0 | 0 | 0 | 0 | 0 | 0 | 0 | 0 | 0 | 0 | 0 | 0 | 0 | 0
T&D ($/annual kWh) | 0 | 04-DMO-ResidentialMobileHome–DoubleWide-SP_HEAT | 15 | TD:0:04-DMO-ResidentialMobileHome–DoubleWide-SP_HEAT:15 | 0 | 0 | 0 | 0 | 0 | 0 | 0 | 0 | 0 | 0 | 0 | 0 | 0 | 0 | 0 | 0 | 0 | 0 | 0 | 0 | 0 | 0 | 0 | 0 | 0 | 0 | 0 | 0 | 0 | 0 | 0 | 0 | 0 | 0 | 0 | 0 | 0 | 0 | 0 | 0 | 0 | 0 | 0 | 0 | 0 | 0 | 0 | 0 | 0 | 0 | 0 | 0 | 0 | 0 | 0 | 0 | 0 | 0 | 0 | 0 | 0 | 0 | 0 | 0 | 0 | 0 | 0 | 0 | 0 | 0 | 0 | 0 | 0 | 0 | 0 | 0 | 0 | 0 | 0 | 0 | 0 | 0 | 0 | 0 | 0 | 0 | 0 | 0 | 0 | 0 | 0 | 0 | 0 | 0 | 0 | 0 | 0 | 0 | 0 | 0
T&D ($/annual kWh) | 0 | 04-DMO-ResidentialMobileHome–DoubleWide-SP_HEAT | SYSTEM | TD:0:04-DMO-ResidentialMobileHome–DoubleWide-SP_HEAT:SYSTEM | 0 | 0 | 0 | 0 | 0 | 0 | 0 | 0 | 0 | 0 | 0 | 0 | 0 | 0 | 0 | 0 | 0 | 0 | 0 | 0 | 0 | 0 | 0 | 0 | 0 | 0 | 0 | 0 | 0 | 0 | 0 | 0 | 0 | 0 | 0 | 0 | 0 | 0 | 0 | 0 | 0 | 0 | 0 | 0 | 0 | 0 | 0 | 0 | 0 | 0 | 0 | 0 | 0 | 0 | 0 | 0 | 0 | 0 | 0 | 0 | 0 | 0 | 0 | 0 | 0 | 0 | 0 | 0 | 0 | 0 | 0 | 0 | 0 | 0 | 0 | 0 | 0 | 0 | 0 | 0 | 0 | 0 | 0 | 0 | 0 | 0 | 0 | 0 | 0 | 0 | 0 | 0 | 0 | 0 | 0 | 0 | 0 | 0 | 0 | 0
T&D ($/annual kWh) | 0 | 04-DMO-ResidentialMobileHome–DoubleWide-WAT_HEAT | 7 | TD:0:04-DMO-ResidentialMobileHome–DoubleWide-WAT_HEAT:7 | 0 | 0.0050517 | 0.0076978 | 0 | 0 | 0.0051527 | 0.0078517 | 0 | 0 | 0.0052557 | 0.0080088 | 0 | 0 | 0.0053609 | 0.0081689 | 0 | 0 | 0.0054681 | 0.0083323 | 0 | 0 | 0.0055774 | 0.008499 | 0 | 0 | 0.005689 | 0.0086689 | 0 | 0 | 0.0058028 | 0.0088423 | 0 | 0 | 0.0059188 | 0.0090192 | 0 | 0 | 0.0060372 | 0.0091995 | 0 | 0 | 0.0061579 | 0.0093835 | 0 | 0 | 0.0062811 | 0.0095712 | 0 | 0 | 0.0064067 | 0.0097626 | 0 | 0 | 0.0065349 | 0.0099579 | 0 | 0 | 0.0066656 | 0.010157 | 0 | 0 | 0.0067989 | 0.01036 | 0 | 0 | 0.0069348 | 0.010567 | 0 | 0 | 0.0070735 | 0.010779 | 0 | 0 | 0.007215 | 0.010994 | 0 | 0 | 0.0073593 | 0.011214 | 0 | 0 | 0.0075065 | 0.011438 | 0 | 0 | 0.0076566 | 0.011667 | 0 | 0 | 0.0077995 | 0.011885 | 0 | 0 | 0.0079453 | 0.012107 | 0 | 0 | 0.008091 | 0.012329 | 0
T&D ($/annual kWh) | 0 | 04-DMO-ResidentialMobileHome–DoubleWide-WAT_HEAT | 10 | TD:0:04-DMO-ResidentialMobileHome–DoubleWide-WAT_HEAT:10 | 0 | 0.0054299 | 0.0082742 | 0 | 0 | 0.0055385 | 0.0084397 | 0 | 0 | 0.0056493 | 0.0086085 | 0 | 0 | 0.0057623 | 0.0087806 | 0 | 0 | 0.0058775 | 0.0089562 | 0 | 0 | 0.0059951 | 0.0091354 | 0 | 0 | 0.006115 | 0.0093181 | 0 | 0 | 0.0062373 | 0.0095044 | 0 | 0 | 0.006362 | 0.0096945 | 0 | 0 | 0.0064893 | 0.0098884 | 0 | 0 | 0.0066191 | 0.010086 | 0 | 0 | 0.0067514 | 0.010288 | 0 | 0 | 0.0068865 | 0.010494 | 0 | 0 | 0.0070242 | 0.010704 | 0 | 0 | 0.0071647 | 0.010918 | 0 | 0 | 0.007308 | 0.011136 | 0 | 0 | 0.0074541 | 0.011359 | 0 | 0 | 0.0076032 | 0.011586 | 0 | 0 | 0.0077553 | 0.011818 | 0 | 0 | 0.0079104 | 0.012054 | 0 | 0 | 0.0080686 | 0.012295 | 0 | 0 | 0.00823 | 0.012541 | 0 | 0 | 0.0083835 | 0.012775 | 0 | 0 | 0.0085402 | 0.013014 | 0 | 0 | 0.0086969 | 0.013252 | 0
T&D ($/annual kWh) | 0 | 04-DMO-ResidentialMobileHome–DoubleWide-WAT_HEAT | 14 | TD:0:04-DMO-ResidentialMobileHome–DoubleWide-WAT_HEAT:14 | 0 | 0.0054537 | 0.0083105 | 0 | 0 | 0.0055628 | 0.0084767 | 0 | 0 | 0.0056741 | 0.0086462 | 0 | 0 | 0.0057876 | 0.0088191 | 0 | 0 | 0.0059033 | 0.0089955 | 0 | 0 | 0.0060214 | 0.0091754 | 0 | 0 | 0.0061418 | 0.0093589 | 0 | 0 | 0.0062646 | 0.0095461 | 0 | 0 | 0.0063899 | 0.009737 | 0 | 0 | 0.0065177 | 0.0099318 | 0 | 0 | 0.0066481 | 0.01013 | 0 | 0 | 0.006781 | 0.010333 | 0 | 0 | 0.0069167 | 0.01054 | 0 | 0 | 0.007055 | 0.01075 | 0 | 0 | 0.0071961 | 0.010965 | 0 | 0 | 0.00734 | 0.011185 | 0 | 0 | 0.0074868 | 0.011408 | 0 | 0 | 0.0076366 | 0.011637 | 0 | 0 | 0.0077893 | 0.011869 | 0 | 0 | 0.0079451 | 0.012107 | 0 | 0 | 0.008104 | 0.012349 | 0 | 0 | 0.008266 | 0.012596 | 0 | 0 | 0.0084203 | 0.012831 | 0 | 0 | 0.0085777 | 0.013071 | 0 | 0 | 0.008735 | 0.013311 | 0
T&D ($/annual kWh) | 0 | 04-DMO-ResidentialMobileHome–DoubleWide-WAT_HEAT | 15 | TD:0:04-DMO-ResidentialMobileHome–DoubleWide-WAT_HEAT:15 | 0 | 0.0054321 | 0.0082768 | 0 | 0 | 0.0055407 | 0.0084423 | 0 | 0 | 0.0056515 | 0.0086112 | 0 | 0 | 0.0057646 | 0.0087834 | 0 | 0 | 0.0058799 | 0.0089591 | 0 | 0 | 0.0059975 | 0.0091383 | 0 | 0 | 0.0061174 | 0.009321 | 0 | 0 | 0.0062398 | 0.0095074 | 0 | 0 | 0.0063645 | 0.0096976 | 0 | 0 | 0.0064918 | 0.0098915 | 0 | 0 | 0.0066217 | 0.010089 | 0 | 0 | 0.0067541 | 0.010291 | 0 | 0 | 0.0068892 | 0.010497 | 0 | 0 | 0.007027 | 0.010707 | 0 | 0 | 0.0071675 | 0.010921 | 0 | 0 | 0.0073109 | 0.011139 | 0 | 0 | 0.0074571 | 0.011362 | 0 | 0 | 0.0076062 | 0.01159 | 0 | 0 | 0.0077583 | 0.011821 | 0 | 0 | 0.0079135 | 0.012058 | 0 | 0 | 0.0080718 | 0.012299 | 0 | 0 | 0.0082332 | 0.012545 | 0 | 0 | 0.0083868 | 0.012779 | 0 | 0 | 0.0085436 | 0.013018 | 0 | 0 | 0.0087003 | 0.013257 | 0
T&D ($/annual kWh) | 0 | 04-DMO-ResidentialMobileHome–DoubleWide-WAT_HEAT | SYSTEM | TD:0:04-DMO-ResidentialMobileHome–DoubleWide-WAT_HEAT:SYSTEM | 0 | 0.0050517 | 0.0076978 | 0 | 0 | 0.0051527 | 0.0078517 | 0 | 0 | 0.0052557 | 0.0080088 | 0 | 0 | 0.0053609 | 0.0081689 | 0 | 0 | 0.0054681 | 0.0083323 | 0 | 0 | 0.0055774 | 0.008499 | 0 | 0 | 0.005689 | 0.0086689 | 0 | 0 | 0.0058028 | 0.0088423 | 0 | 0 | 0.0059188 | 0.0090192 | 0 | 0 | 0.0060372 | 0.0091995 | 0 | 0 | 0.0061579 | 0.0093835 | 0 | 0 | 0.0062811 | 0.0095712 | 0 | 0 | 0.0064067 | 0.0097626 | 0 | 0 | 0.0065349 | 0.0099579 | 0 | 0 | 0.0066656 | 0.010157 | 0 | 0 | 0.0067989 | 0.01036 | 0 | 0 | 0.0069348 | 0.010567 | 0 | 0 | 0.0070735 | 0.010779 | 0 | 0 | 0.007215 | 0.010994 | 0 | 0 | 0.0073593 | 0.011214 | 0 | 0 | 0.0075065 | 0.011438 | 0 | 0 | 0.0076566 | 0.011667 | 0 | 0 | 0.0077995 | 0.011885 | 0 | 0 | 0.0079453 | 0.012107 | 0 | 0 | 0.008091 | 0.012329 | 0
T&D ($/annual kWh) | 0 | 05-ECC-Education–CommunityCollege-COOL | 7 | TD:0:05-ECC-Education–CommunityCollege-COOL:7 | 0 | 0.015182 | 0.023134 | 0 | 0 | 0.015486 | 0.023597 | 0 | 0 | 0.015795 | 0.024069 | 0 | 0 | 0.016111 | 0.02455 | 0 | 0 | 0.016433 | 0.025041 | 0 | 0 | 0.016762 | 0.025542 | 0 | 0 | 0.017097 | 0.026053 | 0 | 0 | 0.017439 | 0.026574 | 0 | 0 | 0.017788 | 0.027106 | 0 | 0 | 0.018144 | 0.027648 | 0 | 0 | 0.018507 | 0.028201 | 0 | 0 | 0.018877 | 0.028765 | 0 | 0 | 0.019254 | 0.02934 | 0 | 0 | 0.019639 | 0.029927 | 0 | 0 | 0.020032 | 0.030525 | 0 | 0 | 0.020433 | 0.031136 | 0 | 0 | 0.020841 | 0.031758 | 0 | 0 | 0.021258 | 0.032394 | 0 | 0 | 0.021683 | 0.033041 | 0 | 0 | 0.022117 | 0.033702 | 0 | 0 | 0.022559 | 0.034376 | 0 | 0 | 0.023011 | 0.035064 | 0 | 0 | 0.02344 | 0.035718 | 0 | 0 | 0.023878 | 0.036386 | 0 | 0 | 0.024316 | 0.037053 | 0
T&D ($/annual kWh) | 0 | 05-ECC-Education–CommunityCollege-COOL | 10 | TD:0:05-ECC-Education–CommunityCollege-COOL:10 | 0 | 0.017291 | 0.026348 | 0 | 0 | 0.017636 | 0.026875 | 0 | 0 | 0.017989 | 0.027412 | 0 | 0 | 0.018349 | 0.02796 | 0 | 0 | 0.018716 | 0.02852 | 0 | 0 | 0.01909 | 0.02909 | 0 | 0 | 0.019472 | 0.029672 | 0 | 0 | 0.019862 | 0.030265 | 0 | 0 | 0.020259 | 0.03087 | 0 | 0 | 0.020664 | 0.031488 | 0 | 0 | 0.021077 | 0.032118 | 0 | 0 | 0.021499 | 0.03276 | 0 | 0 | 0.021929 | 0.033415 | 0 | 0 | 0.022367 | 0.034083 | 0 | 0 | 0.022815 | 0.034765 | 0 | 0 | 0.023271 | 0.03546 | 0 | 0 | 0.023736 | 0.03617 | 0 | 0 | 0.024211 | 0.036893 | 0 | 0 | 0.024695 | 0.037631 | 0 | 0 | 0.025189 | 0.038384 | 0 | 0 | 0.025693 | 0.039151 | 0 | 0 | 0.026207 | 0.039934 | 0 | 0 | 0.026696 | 0.040679 | 0 | 0 | 0.027195 | 0.04144 | 0 | 0 | 0.027694 | 0.0422 | 0
T&D ($/annual kWh) | 0 | 05-ECC-Education–CommunityCollege-COOL | 14 | TD:0:05-ECC-Education–CommunityCollege-COOL:14 | 0 | 0.017423 | 0.02655 | 0 | 0 | 0.017772 | 0.027081 | 0 | 0 | 0.018127 | 0.027622 | 0 | 0 | 0.01849 | 0.028175 | 0 | 0 | 0.01886 | 0.028738 | 0 | 0 | 0.019237 | 0.029313 | 0 | 0 | 0.019622 | 0.029899 | 0 | 0 | 0.020014 | 0.030497 | 0 | 0 | 0.020414 | 0.031107 | 0 | 0 | 0.020822 | 0.03173 | 0 | 0 | 0.021239 | 0.032364 | 0 | 0 | 0.021664 | 0.033011 | 0 | 0 | 0.022097 | 0.033672 | 0 | 0 | 0.022539 | 0.034345 | 0 | 0 | 0.02299 | 0.035032 | 0 | 0 | 0.02345 | 0.035733 | 0 | 0 | 0.023919 | 0.036447 | 0 | 0 | 0.024397 | 0.037176 | 0 | 0 | 0.024885 | 0.03792 | 0 | 0 | 0.025383 | 0.038678 | 0 | 0 | 0.02589 | 0.039452 | 0 | 0 | 0.026408 | 0.040241 | 0 | 0 | 0.026901 | 0.040992 | 0 | 0 | 0.027403 | 0.041758 | 0 | 0 | 0.027906 | 0.042524 | 0
T&D ($/annual kWh) | 0 | 05-ECC-Education–CommunityCollege-COOL | 15 | TD:0:05-ECC-Education–CommunityCollege-COOL:15 | 0 | 0.017411 | 0.02653 | 0 | 0 | 0.017759 | 0.02706 | 0 | 0 | 0.018114 | 0.027602 | 0 | 0 | 0.018476 | 0.028154 | 0 | 0 | 0.018846 | 0.028717 | 0 | 0 | 0.019223 | 0.029291 | 0 | 0 | 0.019607 | 0.029877 | 0 | 0 | 0.019999 | 0.030474 | 0 | 0 | 0.020399 | 0.031084 | 0 | 0 | 0.020807 | 0.031706 | 0 | 0 | 0.021223 | 0.03234 | 0 | 0 | 0.021648 | 0.032986 | 0 | 0 | 0.022081 | 0.033646 | 0 | 0 | 0.022522 | 0.034319 | 0 | 0 | 0.022973 | 0.035006 | 0 | 0 | 0.023432 | 0.035706 | 0 | 0 | 0.023901 | 0.03642 | 0 | 0 | 0.024379 | 0.037148 | 0 | 0 | 0.024867 | 0.037891 | 0 | 0 | 0.025364 | 0.038649 | 0 | 0 | 0.025871 | 0.039422 | 0 | 0 | 0.026389 | 0.04021 | 0 | 0 | 0.026881 | 0.040961 | 0 | 0 | 0.027383 | 0.041726 | 0 | 0 | 0.027886 | 0.042492 | 0
T&D ($/annual kWh) | 0 | 05-ECC-Education–CommunityCollege-COOL | SYSTEM | TD:0:05-ECC-Education–CommunityCollege-COOL:SYSTEM | 0 | 0.015182 | 0.023134 | 0 | 0 | 0.015486 | 0.023597 | 0 | 0 | 0.015795 | 0.024069 | 0 | 0 | 0.016111 | 0.02455 | 0 | 0 | 0.016433 | 0.025041 | 0 | 0 | 0.016762 | 0.025542 | 0 | 0 | 0.017097 | 0.026053 | 0 | 0 | 0.017439 | 0.026574 | 0 | 0 | 0.017788 | 0.027106 | 0 | 0 | 0.018144 | 0.027648 | 0 | 0 | 0.018507 | 0.028201 | 0 | 0 | 0.018877 | 0.028765 | 0 | 0 | 0.019254 | 0.02934 | 0 | 0 | 0.019639 | 0.029927 | 0 | 0 | 0.020032 | 0.030525 | 0 | 0 | 0.020433 | 0.031136 | 0 | 0 | 0.020841 | 0.031758 | 0 | 0 | 0.021258 | 0.032394 | 0 | 0 | 0.021683 | 0.033041 | 0 | 0 | 0.022117 | 0.033702 | 0 | 0 | 0.022559 | 0.034376 | 0 | 0 | 0.023011 | 0.035064 | 0 | 0 | 0.02344 | 0.035718 | 0 | 0 | 0.023878 | 0.036386 | 0 | 0 | 0.024316 | 0.037053 | 0
T&D ($/annual kWh) | 0 | 05-ECC-Education–CommunityCollege-LIT_INT | 7 | TD:0:05-ECC-Education–CommunityCollege-LIT_INT:7 | 0 | 0.0072878 | 0.011105 | 0 | 0 | 0.0074336 | 0.011327 | 0 | 0 | 0.0075823 | 0.011554 | 0 | 0 | 0.0077339 | 0.011785 | 0 | 0 | 0.0078886 | 0.012021 | 0 | 0 | 0.0080464 | 0.012261 | 0 | 0 | 0.0082073 | 0.012506 | 0 | 0 | 0.0083714 | 0.012756 | 0 | 0 | 0.0085389 | 0.013012 | 0 | 0 | 0.0087096 | 0.013272 | 0 | 0 | 0.0088838 | 0.013537 | 0 | 0 | 0.0090615 | 0.013808 | 0 | 0 | 0.0092427 | 0.014084 | 0 | 0 | 0.0094276 | 0.014366 | 0 | 0 | 0.0096161 | 0.014653 | 0 | 0 | 0.0098085 | 0.014946 | 0 | 0 | 0.010005 | 0.015245 | 0 | 0 | 0.010205 | 0.01555 | 0 | 0 | 0.010409 | 0.015861 | 0 | 0 | 0.010617 | 0.016178 | 0 | 0 | 0.010829 | 0.016502 | 0 | 0 | 0.011046 | 0.016832 | 0 | 0 | 0.011252 | 0.017146 | 0 | 0 | 0.011462 | 0.017466 | 0 | 0 | 0.011673 | 0.017787 | 0
T&D ($/annual kWh) | 0 | 05-ECC-Education–CommunityCollege-LIT_INT | 10 | TD:0:05-ECC-Education–CommunityCollege-LIT_INT:10 | 0 | 0.008309 | 0.012661 | 0 | 0 | 0.0084752 | 0.012915 | 0 | 0 | 0.0086447 | 0.013173 | 0 | 0 | 0.0088176 | 0.013436 | 0 | 0 | 0.0089939 | 0.013705 | 0 | 0 | 0.0091738 | 0.013979 | 0 | 0 | 0.0093573 | 0.014259 | 0 | 0 | 0.0095444 | 0.014544 | 0 | 0 | 0.0097353 | 0.014835 | 0 | 0 | 0.00993 | 0.015131 | 0 | 0 | 0.010129 | 0.015434 | 0 | 0 | 0.010331 | 0.015743 | 0 | 0 | 0.010538 | 0.016058 | 0 | 0 | 0.010749 | 0.016379 | 0 | 0 | 0.010964 | 0.016706 | 0 | 0 | 0.011183 | 0.01704 | 0 | 0 | 0.011406 | 0.017381 | 0 | 0 | 0.011635 | 0.017729 | 0 | 0 | 0.011867 | 0.018083 | 0 | 0 | 0.012105 | 0.018445 | 0 | 0 | 0.012347 | 0.018814 | 0 | 0 | 0.012594 | 0.01919 | 0 | 0 | 0.012829 | 0.019548 | 0 | 0 | 0.013068 | 0.019914 | 0 | 0 | 0.013308 | 0.020279 | 0
T&D ($/annual kWh) | 0 | 05-ECC-Education–CommunityCollege-LIT_INT | 14 | TD:0:05-ECC-Education–CommunityCollege-LIT_INT:14 | 0 | 0.0083732 | 0.012759 | 0 | 0 | 0.0085407 | 0.013014 | 0 | 0 | 0.0087115 | 0.013275 | 0 | 0 | 0.0088858 | 0.01354 | 0 | 0 | 0.0090635 | 0.013811 | 0 | 0 | 0.0092447 | 0.014087 | 0 | 0 | 0.0094296 | 0.014369 | 0 | 0 | 0.0096182 | 0.014656 | 0 | 0 | 0.0098106 | 0.014949 | 0 | 0 | 0.010007 | 0.015248 | 0 | 0 | 0.010207 | 0.015553 | 0 | 0 | 0.010411 | 0.015864 | 0 | 0 | 0.010619 | 0.016182 | 0 | 0 | 0.010832 | 0.016505 | 0 | 0 | 0.011048 | 0.016836 | 0 | 0 | 0.011269 | 0.017172 | 0 | 0 | 0.011495 | 0.017516 | 0 | 0 | 0.011725 | 0.017866 | 0 | 0 | 0.011959 | 0.018223 | 0 | 0 | 0.012198 | 0.018588 | 0 | 0 | 0.012442 | 0.01896 | 0 | 0 | 0.012691 | 0.019339 | 0 | 0 | 0.012928 | 0.0197 | 0 | 0 | 0.013169 | 0.020068 | 0 | 0 | 0.013411 | 0.020436 | 0
T&D ($/annual kWh) | 0 | 05-ECC-Education–CommunityCollege-LIT_INT | 15 | TD:0:05-ECC-Education–CommunityCollege-LIT_INT:15 | 0 | 0.0083729 | 0.012758 | 0 | 0 | 0.0085403 | 0.013013 | 0 | 0 | 0.0087111 | 0.013274 | 0 | 0 | 0.0088854 | 0.013539 | 0 | 0 | 0.0090631 | 0.01381 | 0 | 0 | 0.0092443 | 0.014086 | 0 | 0 | 0.0094292 | 0.014368 | 0 | 0 | 0.0096178 | 0.014655 | 0 | 0 | 0.0098101 | 0.014948 | 0 | 0 | 0.010006 | 0.015247 | 0 | 0 | 0.010206 | 0.015552 | 0 | 0 | 0.010411 | 0.015863 | 0 | 0 | 0.010619 | 0.016181 | 0 | 0 | 0.010831 | 0.016504 | 0 | 0 | 0.011048 | 0.016834 | 0 | 0 | 0.011269 | 0.017171 | 0 | 0 | 0.011494 | 0.017514 | 0 | 0 | 0.011724 | 0.017865 | 0 | 0 | 0.011959 | 0.018222 | 0 | 0 | 0.012198 | 0.018586 | 0 | 0 | 0.012442 | 0.018958 | 0 | 0 | 0.01269 | 0.019337 | 0 | 0 | 0.012927 | 0.019698 | 0 | 0 | 0.013169 | 0.020066 | 0 | 0 | 0.01341 | 0.020434 | 0
T&D ($/annual kWh) | 0 | 05-ECC-Education–CommunityCollege-LIT_INT | SYSTEM | TD:0:05-ECC-Education–CommunityCollege-LIT_INT:SYSTEM | 0 | 0.0072878 | 0.011105 | 0 | 0 | 0.0074336 | 0.011327 | 0 | 0 | 0.0075823 | 0.011554 | 0 | 0 | 0.0077339 | 0.011785 | 0 | 0 | 0.0078886 | 0.012021 | 0 | 0 | 0.0080464 | 0.012261 | 0 | 0 | 0.0082073 | 0.012506 | 0 | 0 | 0.0083714 | 0.012756 | 0 | 0 | 0.0085389 | 0.013012 | 0 | 0 | 0.0087096 | 0.013272 | 0 | 0 | 0.0088838 | 0.013537 | 0 | 0 | 0.0090615 | 0.013808 | 0 | 0 | 0.0092427 | 0.014084 | 0 | 0 | 0.0094276 | 0.014366 | 0 | 0 | 0.0096161 | 0.014653 | 0 | 0 | 0.0098085 | 0.014946 | 0 | 0 | 0.010005 | 0.015245 | 0 | 0 | 0.010205 | 0.01555 | 0 | 0 | 0.010409 | 0.015861 | 0 | 0 | 0.010617 | 0.016178 | 0 | 0 | 0.010829 | 0.016502 | 0 | 0 | 0.011046 | 0.016832 | 0 | 0 | 0.011252 | 0.017146 | 0 | 0 | 0.011462 | 0.017466 | 0 | 0 | 0.011673 | 0.017787 | 0
T&D ($/annual kWh) | 0 | 05-ECC-Education–CommunityCollege-OFF_EQ | 7 | TD:0:05-ECC-Education–CommunityCollege-OFF_EQ:7 | 0 | 0.0055225 | 0.0084153 | 0 | 0 | 0.005633 | 0.0085836 | 0 | 0 | 0.0057456 | 0.0087552 | 0 | 0 | 0.0058605 | 0.0089303 | 0 | 0 | 0.0059777 | 0.0091089 | 0 | 0 | 0.0060973 | 0.0092911 | 0 | 0 | 0.0062192 | 0.0094769 | 0 | 0 | 0.0063436 | 0.0096665 | 0 | 0 | 0.0064705 | 0.0098598 | 0 | 0 | 0.0065999 | 0.010057 | 0 | 0 | 0.0067319 | 0.010258 | 0 | 0 | 0.0068666 | 0.010463 | 0 | 0 | 0.0070039 | 0.010673 | 0 | 0 | 0.007144 | 0.010886 | 0 | 0 | 0.0072868 | 0.011104 | 0 | 0 | 0.0074326 | 0.011326 | 0 | 0 | 0.0075812 | 0.011552 | 0 | 0 | 0.0077329 | 0.011783 | 0 | 0 | 0.0078875 | 0.012019 | 0 | 0 | 0.0080453 | 0.012259 | 0 | 0 | 0.0082062 | 0.012505 | 0 | 0 | 0.0083703 | 0.012755 | 0 | 0 | 0.0085265 | 0.012993 | 0 | 0 | 0.0086858 | 0.013236 | 0 | 0 | 0.0088452 | 0.013478 | 0
T&D ($/annual kWh) | 0 | 05-ECC-Education–CommunityCollege-OFF_EQ | 10 | TD:0:05-ECC-Education–CommunityCollege-OFF_EQ:10 | 0 | 0.0060769 | 0.00926 | 0 | 0 | 0.0061984 | 0.0094452 | 0 | 0 | 0.0063224 | 0.0096341 | 0 | 0 | 0.0064489 | 0.0098268 | 0 | 0 | 0.0065778 | 0.010023 | 0 | 0 | 0.0067094 | 0.010224 | 0 | 0 | 0.0068436 | 0.010428 | 0 | 0 | 0.0069804 | 0.010637 | 0 | 0 | 0.0071201 | 0.01085 | 0 | 0 | 0.0072625 | 0.011067 | 0 | 0 | 0.0074077 | 0.011288 | 0 | 0 | 0.0075559 | 0.011514 | 0 | 0 | 0.007707 | 0.011744 | 0 | 0 | 0.0078611 | 0.011979 | 0 | 0 | 0.0080183 | 0.012218 | 0 | 0 | 0.0081787 | 0.012463 | 0 | 0 | 0.0083423 | 0.012712 | 0 | 0 | 0.0085091 | 0.012966 | 0 | 0 | 0.0086793 | 0.013226 | 0 | 0 | 0.0088529 | 0.01349 | 0 | 0 | 0.0090299 | 0.01376 | 0 | 0 | 0.0092105 | 0.014035 | 0 | 0 | 0.0093824 | 0.014297 | 0 | 0 | 0.0095578 | 0.014564 | 0 | 0 | 0.0097331 | 0.014831 | 0
T&D ($/annual kWh) | 0 | 05-ECC-Education–CommunityCollege-OFF_EQ | 14 | TD:0:05-ECC-Education–CommunityCollege-OFF_EQ:14 | 0 | 0.0061118 | 0.0093132 | 0 | 0 | 0.006234 | 0.0094995 | 0 | 0 | 0.0063587 | 0.0096894 | 0 | 0 | 0.0064859 | 0.0098832 | 0 | 0 | 0.0066156 | 0.010081 | 0 | 0 | 0.0067479 | 0.010283 | 0 | 0 | 0.0068829 | 0.010488 | 0 | 0 | 0.0070205 | 0.010698 | 0 | 0 | 0.0071609 | 0.010912 | 0 | 0 | 0.0073041 | 0.01113 | 0 | 0 | 0.0074502 | 0.011353 | 0 | 0 | 0.0075992 | 0.01158 | 0 | 0 | 0.0077512 | 0.011811 | 0 | 0 | 0.0079062 | 0.012048 | 0 | 0 | 0.0080644 | 0.012289 | 0 | 0 | 0.0082257 | 0.012534 | 0 | 0 | 0.0083902 | 0.012785 | 0 | 0 | 0.008558 | 0.013041 | 0 | 0 | 0.0087291 | 0.013302 | 0 | 0 | 0.0089037 | 0.013568 | 0 | 0 | 0.0090818 | 0.013839 | 0 | 0 | 0.0092634 | 0.014116 | 0 | 0 | 0.0094363 | 0.014379 | 0 | 0 | 0.0096126 | 0.014648 | 0 | 0 | 0.009789 | 0.014917 | 0
T&D ($/annual kWh) | 0 | 05-ECC-Education–CommunityCollege-OFF_EQ | 15 | TD:0:05-ECC-Education–CommunityCollege-OFF_EQ:15 | 0 | 0.0061017 | 0.0092971 | 0 | 0 | 0.0062237 | 0.0094831 | 0 | 0 | 0.0063482 | 0.0096727 | 0 | 0 | 0.0064752 | 0.0098662 | 0 | 0 | 0.0066047 | 0.010064 | 0 | 0 | 0.0067368 | 0.010265 | 0 | 0 | 0.0068715 | 0.01047 | 0 | 0 | 0.0070089 | 0.010679 | 0 | 0 | 0.0071491 | 0.010893 | 0 | 0 | 0.0072921 | 0.011111 | 0 | 0 | 0.0074379 | 0.011333 | 0 | 0 | 0.0075867 | 0.01156 | 0 | 0 | 0.0077384 | 0.011791 | 0 | 0 | 0.0078932 | 0.012027 | 0 | 0 | 0.0080511 | 0.012267 | 0 | 0 | 0.0082121 | 0.012513 | 0 | 0 | 0.0083763 | 0.012763 | 0 | 0 | 0.0085438 | 0.013018 | 0 | 0 | 0.0087147 | 0.013279 | 0 | 0 | 0.008889 | 0.013544 | 0 | 0 | 0.0090668 | 0.013815 | 0 | 0 | 0.0092481 | 0.014091 | 0 | 0 | 0.0094207 | 0.014354 | 0 | 0 | 0.0095968 | 0.014623 | 0 | 0 | 0.0097728 | 0.014891 | 0
T&D ($/annual kWh) | 0 | 05-ECC-Education–CommunityCollege-OFF_EQ | SYSTEM | TD:0:05-ECC-Education–CommunityCollege-OFF_EQ:SYSTEM | 0 | 0.0055225 | 0.0084153 | 0 | 0 | 0.005633 | 0.0085836 | 0 | 0 | 0.0057456 | 0.0087552 | 0 | 0 | 0.0058605 | 0.0089303 | 0 | 0 | 0.0059777 | 0.0091089 | 0 | 0 | 0.0060973 | 0.0092911 | 0 | 0 | 0.0062192 | 0.0094769 | 0 | 0 | 0.0063436 | 0.0096665 | 0 | 0 | 0.0064705 | 0.0098598 | 0 | 0 | 0.0065999 | 0.010057 | 0 | 0 | 0.0067319 | 0.010258 | 0 | 0 | 0.0068666 | 0.010463 | 0 | 0 | 0.0070039 | 0.010673 | 0 | 0 | 0.007144 | 0.010886 | 0 | 0 | 0.0072868 | 0.011104 | 0 | 0 | 0.0074326 | 0.011326 | 0 | 0 | 0.0075812 | 0.011552 | 0 | 0 | 0.0077329 | 0.011783 | 0 | 0 | 0.0078875 | 0.012019 | 0 | 0 | 0.0080453 | 0.012259 | 0 | 0 | 0.0082062 | 0.012505 | 0 | 0 | 0.0083703 | 0.012755 | 0 | 0 | 0.0085265 | 0.012993 | 0 | 0 | 0.0086858 | 0.013236 | 0 | 0 | 0.0088452 | 0.013478 | 0
T&D ($/annual kWh) | 0 | 05-ECC-Education–CommunityCollege-LIT_EXT | 7 | TD:0:05-ECC-Education–CommunityCollege-LIT_EXT:7 | 0 | 0.00013728 | 0.00020919 | 0 | 0 | 0.00014003 | 0.00021337 | 0 | 0 | 0.00014283 | 0.00021764 | 0 | 0 | 0.00014568 | 0.00022199 | 0 | 0 | 0.0001486 | 0.00022643 | 0 | 0 | 0.00015157 | 0.00023096 | 0 | 0 | 0.0001546 | 0.00023558 | 0 | 0 | 0.00015769 | 0.00024029 | 0 | 0 | 0.00016085 | 0.0002451 | 0 | 0 | 0.00016406 | 0.00025 | 0 | 0 | 0.00016734 | 0.000255 | 0 | 0 | 0.00017069 | 0.0002601 | 0 | 0 | 0.0001741 | 0.0002653 | 0 | 0 | 0.00017759 | 0.00027061 | 0 | 0 | 0.00018114 | 0.00027602 | 0 | 0 | 0.00018476 | 0.00028154 | 0 | 0 | 0.00018846 | 0.00028717 | 0 | 0 | 0.00019223 | 0.00029291 | 0 | 0 | 0.00019607 | 0.00029877 | 0 | 0 | 0.00019999 | 0.00030475 | 0 | 0 | 0.00020399 | 0.00031084 | 0 | 0 | 0.00020807 | 0.00031706 | 0 | 0 | 0.00021195 | 0.00032298 | 0 | 0 | 0.00021591 | 0.00032901 | 0 | 0 | 0.00021988 | 0.00033505 | 0
T&D ($/annual kWh) | 0 | 05-ECC-Education–CommunityCollege-LIT_EXT | 10 | TD:0:05-ECC-Education–CommunityCollege-LIT_EXT:10 | 0 | 0.00014864 | 0.0002265 | 0 | 0 | 0.00015161 | 0.00023103 | 0 | 0 | 0.00015464 | 0.00023565 | 0 | 0 | 0.00015774 | 0.00024036 | 0 | 0 | 0.00016089 | 0.00024517 | 0 | 0 | 0.00016411 | 0.00025007 | 0 | 0 | 0.00016739 | 0.00025507 | 0 | 0 | 0.00017074 | 0.00026017 | 0 | 0 | 0.00017415 | 0.00026538 | 0 | 0 | 0.00017764 | 0.00027069 | 0 | 0 | 0.00018119 | 0.0002761 | 0 | 0 | 0.00018481 | 0.00028162 | 0 | 0 | 0.00018851 | 0.00028725 | 0 | 0 | 0.00019228 | 0.000293 | 0 | 0 | 0.00019613 | 0.00029886 | 0 | 0 | 0.00020005 | 0.00030484 | 0 | 0 | 0.00020405 | 0.00031093 | 0 | 0 | 0.00020813 | 0.00031715 | 0 | 0 | 0.00021229 | 0.00032349 | 0 | 0 | 0.00021654 | 0.00032996 | 0 | 0 | 0.00022087 | 0.00033656 | 0 | 0 | 0.00022529 | 0.0003433 | 0 | 0 | 0.00022949 | 0.0003497 | 0 | 0 | 0.00023378 | 0.00035624 | 0 | 0 | 0.00023807 | 0.00036277 | 0
T&D ($/annual kWh) | 0 | 05-ECC-Education–CommunityCollege-LIT_EXT | 14 | TD:0:05-ECC-Education–CommunityCollege-LIT_EXT:14 | 0 | 0.00014935 | 0.00022759 | 0 | 0 | 0.00015234 | 0.00023214 | 0 | 0 | 0.00015539 | 0.00023678 | 0 | 0 | 0.0001585 | 0.00024152 | 0 | 0 | 0.00016167 | 0.00024635 | 0 | 0 | 0.0001649 | 0.00025127 | 0 | 0 | 0.0001682 | 0.0002563 | 0 | 0 | 0.00017156 | 0.00026143 | 0 | 0 | 0.00017499 | 0.00026665 | 0 | 0 | 0.00017849 | 0.00027199 | 0 | 0 | 0.00018206 | 0.00027743 | 0 | 0 | 0.0001857 | 0.00028298 | 0 | 0 | 0.00018942 | 0.00028864 | 0 | 0 | 0.00019321 | 0.00029441 | 0 | 0 | 0.00019707 | 0.0003003 | 0 | 0 | 0.00020101 | 0.0003063 | 0 | 0 | 0.00020503 | 0.00031243 | 0 | 0 | 0.00020913 | 0.00031868 | 0 | 0 | 0.00021331 | 0.00032505 | 0 | 0 | 0.00021758 | 0.00033155 | 0 | 0 | 0.00022193 | 0.00033818 | 0 | 0 | 0.00022637 | 0.00034495 | 0 | 0 | 0.00023059 | 0.00035138 | 0 | 0 | 0.0002349 | 0.00035795 | 0 | 0 | 0.00023921 | 0.00036452 | 0
T&D ($/annual kWh) | 0 | 05-ECC-Education–CommunityCollege-LIT_EXT | 15 | TD:0:05-ECC-Education–CommunityCollege-LIT_EXT:15 | 0 | 0.00020474 | 0.00031036 | 0 | 0 | 0.00020884 | 0.00031657 | 0 | 0 | 0.00021302 | 0.0003229 | 0 | 0 | 0.00021728 | 0.00032936 | 0 | 0 | 0.00022162 | 0.00033595 | 0 | 0 | 0.00022605 | 0.00034266 | 0 | 0 | 0.00023058 | 0.00034952 | 0 | 0 | 0.00023519 | 0.00035651 | 0 | 0 | 0.00023989 | 0.00036364 | 0 | 0 | 0.00024469 | 0.00037091 | 0 | 0 | 0.00024958 | 0.00037833 | 0 | 0 | 0.00025457 | 0.0003859 | 0 | 0 | 0.00025967 | 0.00039361 | 0 | 0 | 0.00026486 | 0.00040149 | 0 | 0 | 0.00027016 | 0.00040952 | 0 | 0 | 0.00027556 | 0.00041771 | 0 | 0 | 0.00028107 | 0.00042606 | 0 | 0 | 0.00028669 | 0.00043458 | 0 | 0 | 0.00029243 | 0.00044327 | 0 | 0 | 0.00029827 | 0.00045214 | 0 | 0 | 0.00030424 | 0.00046118 | 0 | 0 | 0.00031032 | 0.00047041 | 0 | 0 | 0.00031612 | 0.00047918 | 0 | 0 | 0.00032202 | 0.00048814 | 0 | 0 | 0.00032793 | 0.00049709 | 0
T&D ($/annual kWh) | 0 | 05-ECC-Education–CommunityCollege-LIT_EXT | SYSTEM | TD:0:05-ECC-Education–CommunityCollege-LIT_EXT:SYSTEM | 0 | 0.00013728 | 0.00020919 | 0 | 0 | 0.00014003 | 0.00021337 | 0 | 0 | 0.00014283 | 0.00021764 | 0 | 0 | 0.00014568 | 0.00022199 | 0 | 0 | 0.0001486 | 0.00022643 | 0 | 0 | 0.00015157 | 0.00023096 | 0 | 0 | 0.0001546 | 0.00023558 | 0 | 0 | 0.00015769 | 0.00024029 | 0 | 0 | 0.00016085 | 0.0002451 | 0 | 0 | 0.00016406 | 0.00025 | 0 | 0 | 0.00016734 | 0.000255 | 0 | 0 | 0.00017069 | 0.0002601 | 0 | 0 | 0.0001741 | 0.0002653 | 0 | 0 | 0.00017759 | 0.00027061 | 0 | 0 | 0.00018114 | 0.00027602 | 0 | 0 | 0.00018476 | 0.00028154 | 0 | 0 | 0.00018846 | 0.00028717 | 0 | 0 | 0.00019223 | 0.00029291 | 0 | 0 | 0.00019607 | 0.00029877 | 0 | 0 | 0.00019999 | 0.00030475 | 0 | 0 | 0.00020399 | 0.00031084 | 0 | 0 | 0.00020807 | 0.00031706 | 0 | 0 | 0.00021195 | 0.00032298 | 0 | 0 | 0.00021591 | 0.00032901 | 0 | 0 | 0.00021988 | 0.00033505 | 0
T&D ($/annual kWh) | 0 | 05-ECC-Education–CommunityCollege-REFG | 7 | TD:0:05-ECC-Education–CommunityCollege-REFG:7 | 0 | 0.0048526 | 0.0073945 | 0 | 0 | 0.0049497 | 0.0075423 | 0 | 0 | 0.0050487 | 0.0076932 | 0 | 0 | 0.0051496 | 0.0078471 | 0 | 0 | 0.0052526 | 0.008004 | 0 | 0 | 0.0053577 | 0.0081641 | 0 | 0 | 0.0054648 | 0.0083274 | 0 | 0 | 0.0055741 | 0.0084939 | 0 | 0 | 0.0056856 | 0.0086638 | 0 | 0 | 0.0057993 | 0.0088371 | 0 | 0 | 0.0059153 | 0.0090138 | 0 | 0 | 0.0060336 | 0.0091941 | 0 | 0 | 0.0061543 | 0.009378 | 0 | 0 | 0.0062774 | 0.0095655 | 0 | 0 | 0.0064029 | 0.0097568 | 0 | 0 | 0.006531 | 0.009952 | 0 | 0 | 0.0066616 | 0.010151 | 0 | 0 | 0.0067948 | 0.010354 | 0 | 0 | 0.0069307 | 0.010561 | 0 | 0 | 0.0070693 | 0.010772 | 0 | 0 | 0.0072107 | 0.010988 | 0 | 0 | 0.0073549 | 0.011208 | 0 | 0 | 0.0074922 | 0.011417 | 0 | 0 | 0.0076322 | 0.01163 | 0 | 0 | 0.0077722 | 0.011843 | 0
T&D ($/annual kWh) | 0 | 05-ECC-Education–CommunityCollege-REFG | 10 | TD:0:05-ECC-Education–CommunityCollege-REFG:10 | 0 | 0.0052671 | 0.008026 | 0 | 0 | 0.0053724 | 0.0081866 | 0 | 0 | 0.0054799 | 0.0083503 | 0 | 0 | 0.0055895 | 0.0085173 | 0 | 0 | 0.0057013 | 0.0086877 | 0 | 0 | 0.0058153 | 0.0088614 | 0 | 0 | 0.0059316 | 0.0090386 | 0 | 0 | 0.0060502 | 0.0092194 | 0 | 0 | 0.0061712 | 0.0094038 | 0 | 0 | 0.0062947 | 0.0095919 | 0 | 0 | 0.0064206 | 0.0097837 | 0 | 0 | 0.006549 | 0.0099794 | 0 | 0 | 0.00668 | 0.010179 | 0 | 0 | 0.0068135 | 0.010383 | 0 | 0 | 0.0069498 | 0.01059 | 0 | 0 | 0.0070888 | 0.010802 | 0 | 0 | 0.0072306 | 0.011018 | 0 | 0 | 0.0073752 | 0.011238 | 0 | 0 | 0.0075227 | 0.011463 | 0 | 0 | 0.0076732 | 0.011692 | 0 | 0 | 0.0078266 | 0.011926 | 0 | 0 | 0.0079832 | 0.012165 | 0 | 0 | 0.0081321 | 0.012392 | 0 | 0 | 0.0082841 | 0.012623 | 0 | 0 | 0.0084361 | 0.012855 | 0
T&D ($/annual kWh) | 0 | 05-ECC-Education–CommunityCollege-REFG | 14 | TD:0:05-ECC-Education–CommunityCollege-REFG:14 | 0 | 0.0052932 | 0.0080658 | 0 | 0 | 0.005399 | 0.0082271 | 0 | 0 | 0.005507 | 0.0083917 | 0 | 0 | 0.0056172 | 0.0085595 | 0 | 0 | 0.0057295 | 0.0087307 | 0 | 0 | 0.0058441 | 0.0089053 | 0 | 0 | 0.005961 | 0.0090834 | 0 | 0 | 0.0060802 | 0.0092651 | 0 | 0 | 0.0062018 | 0.0094504 | 0 | 0 | 0.0063258 | 0.0096394 | 0 | 0 | 0.0064524 | 0.0098322 | 0 | 0 | 0.0065814 | 0.010029 | 0 | 0 | 0.006713 | 0.010229 | 0 | 0 | 0.0068473 | 0.010434 | 0 | 0 | 0.0069842 | 0.010643 | 0 | 0 | 0.0071239 | 0.010855 | 0 | 0 | 0.0072664 | 0.011073 | 0 | 0 | 0.0074117 | 0.011294 | 0 | 0 | 0.00756 | 0.01152 | 0 | 0 | 0.0077112 | 0.01175 | 0 | 0 | 0.0078654 | 0.011985 | 0 | 0 | 0.0080227 | 0.012225 | 0 | 0 | 0.0081724 | 0.012453 | 0 | 0 | 0.0083251 | 0.012686 | 0 | 0 | 0.0084779 | 0.012919 | 0
T&D ($/annual kWh) | 0 | 05-ECC-Education–CommunityCollege-REFG | 15 | TD:0:05-ECC-Education–CommunityCollege-REFG:15 | 0 | 0.0052852 | 0.0080528 | 0 | 0 | 0.0053909 | 0.0082139 | 0 | 0 | 0.0054987 | 0.0083782 | 0 | 0 | 0.0056087 | 0.0085457 | 0 | 0 | 0.0057209 | 0.0087166 | 0 | 0 | 0.0058353 | 0.008891 | 0 | 0 | 0.005952 | 0.0090688 | 0 | 0 | 0.0060711 | 0.0092502 | 0 | 0 | 0.0061925 | 0.0094352 | 0 | 0 | 0.0063163 | 0.0096239 | 0 | 0 | 0.0064427 | 0.0098164 | 0 | 0 | 0.0065715 | 0.010013 | 0 | 0 | 0.0067029 | 0.010213 | 0 | 0 | 0.006837 | 0.010417 | 0 | 0 | 0.0069737 | 0.010626 | 0 | 0 | 0.0071132 | 0.010838 | 0 | 0 | 0.0072555 | 0.011055 | 0 | 0 | 0.0074006 | 0.011276 | 0 | 0 | 0.0075486 | 0.011501 | 0 | 0 | 0.0076996 | 0.011731 | 0 | 0 | 0.0078536 | 0.011966 | 0 | 0 | 0.0080106 | 0.012205 | 0 | 0 | 0.0081601 | 0.012433 | 0 | 0 | 0.0083126 | 0.012666 | 0 | 0 | 0.0084651 | 0.012898 | 0
T&D ($/annual kWh) | 0 | 05-ECC-Education–CommunityCollege-REFG | SYSTEM | TD:0:05-ECC-Education–CommunityCollege-REFG:SYSTEM | 0 | 0.0048526 | 0.0073945 | 0 | 0 | 0.0049497 | 0.0075423 | 0 | 0 | 0.0050487 | 0.0076932 | 0 | 0 | 0.0051496 | 0.0078471 | 0 | 0 | 0.0052526 | 0.008004 | 0 | 0 | 0.0053577 | 0.0081641 | 0 | 0 | 0.0054648 | 0.0083274 | 0 | 0 | 0.0055741 | 0.0084939 | 0 | 0 | 0.0056856 | 0.0086638 | 0 | 0 | 0.0057993 | 0.0088371 | 0 | 0 | 0.0059153 | 0.0090138 | 0 | 0 | 0.0060336 | 0.0091941 | 0 | 0 | 0.0061543 | 0.009378 | 0 | 0 | 0.0062774 | 0.0095655 | 0 | 0 | 0.0064029 | 0.0097568 | 0 | 0 | 0.006531 | 0.009952 | 0 | 0 | 0.0066616 | 0.010151 | 0 | 0 | 0.0067948 | 0.010354 | 0 | 0 | 0.0069307 | 0.010561 | 0 | 0 | 0.0070693 | 0.010772 | 0 | 0 | 0.0072107 | 0.010988 | 0 | 0 | 0.0073549 | 0.011208 | 0 | 0 | 0.0074922 | 0.011417 | 0 | 0 | 0.0076322 | 0.01163 | 0 | 0 | 0.0077722 | 0.011843 | 0
T&D ($/annual kWh) | 0 | 05-ECC-Education–CommunityCollege-VENT | 7 | TD:0:05-ECC-Education–CommunityCollege-VENT:7 | 0 | 0.0074933 | 0.011418 | 0 | 0 | 0.0076432 | 0.011647 | 0 | 0 | 0.007796 | 0.01188 | 0 | 0 | 0.007952 | 0.012117 | 0 | 0 | 0.008111 | 0.01236 | 0 | 0 | 0.0082732 | 0.012607 | 0 | 0 | 0.0084387 | 0.012859 | 0 | 0 | 0.0086075 | 0.013116 | 0 | 0 | 0.0087796 | 0.013378 | 0 | 0 | 0.0089552 | 0.013646 | 0 | 0 | 0.0091343 | 0.013919 | 0 | 0 | 0.009317 | 0.014197 | 0 | 0 | 0.0095033 | 0.014481 | 0 | 0 | 0.0096934 | 0.014771 | 0 | 0 | 0.0098873 | 0.015066 | 0 | 0 | 0.010085 | 0.015368 | 0 | 0 | 0.010287 | 0.015675 | 0 | 0 | 0.010492 | 0.015988 | 0 | 0 | 0.010702 | 0.016308 | 0 | 0 | 0.010916 | 0.016634 | 0 | 0 | 0.011135 | 0.016967 | 0 | 0 | 0.011357 | 0.017306 | 0 | 0 | 0.011569 | 0.017629 | 0 | 0 | 0.011785 | 0.017959 | 0 | 0 | 0.012002 | 0.018288 | 0
T&D ($/annual kWh) | 0 | 05-ECC-Education–CommunityCollege-VENT | 10 | TD:0:05-ECC-Education–CommunityCollege-VENT:10 | 0 | 0.0084028 | 0.012804 | 0 | 0 | 0.0085709 | 0.01306 | 0 | 0 | 0.0087423 | 0.013322 | 0 | 0 | 0.0089172 | 0.013588 | 0 | 0 | 0.0090955 | 0.01386 | 0 | 0 | 0.0092774 | 0.014137 | 0 | 0 | 0.009463 | 0.01442 | 0 | 0 | 0.0096522 | 0.014708 | 0 | 0 | 0.0098453 | 0.015002 | 0 | 0 | 0.010042 | 0.015302 | 0 | 0 | 0.010243 | 0.015608 | 0 | 0 | 0.010448 | 0.015921 | 0 | 0 | 0.010657 | 0.016239 | 0 | 0 | 0.01087 | 0.016564 | 0 | 0 | 0.011087 | 0.016895 | 0 | 0 | 0.011309 | 0.017233 | 0 | 0 | 0.011535 | 0.017578 | 0 | 0 | 0.011766 | 0.017929 | 0 | 0 | 0.012001 | 0.018288 | 0 | 0 | 0.012241 | 0.018653 | 0 | 0 | 0.012486 | 0.019027 | 0 | 0 | 0.012736 | 0.019407 | 0 | 0 | 0.012974 | 0.019769 | 0 | 0 | 0.013216 | 0.020139 | 0 | 0 | 0.013458 | 0.020508 | 0
T&D ($/annual kWh) | 0 | 05-ECC-Education–CommunityCollege-VENT | 14 | TD:0:05-ECC-Education–CommunityCollege-VENT:14 | 0 | 0.0084601 | 0.012892 | 0 | 0 | 0.0086293 | 0.013149 | 0 | 0 | 0.0088019 | 0.013412 | 0 | 0 | 0.0089779 | 0.013681 | 0 | 0 | 0.0091575 | 0.013954 | 0 | 0 | 0.0093406 | 0.014233 | 0 | 0 | 0.0095274 | 0.014518 | 0 | 0 | 0.009718 | 0.014808 | 0 | 0 | 0.0099123 | 0.015104 | 0 | 0 | 0.010111 | 0.015407 | 0 | 0 | 0.010313 | 0.015715 | 0 | 0 | 0.010519 | 0.016029 | 0 | 0 | 0.010729 | 0.01635 | 0 | 0 | 0.010944 | 0.016677 | 0 | 0 | 0.011163 | 0.01701 | 0 | 0 | 0.011386 | 0.01735 | 0 | 0 | 0.011614 | 0.017697 | 0 | 0 | 0.011846 | 0.018051 | 0 | 0 | 0.012083 | 0.018412 | 0 | 0 | 0.012325 | 0.018781 | 0 | 0 | 0.012571 | 0.019156 | 0 | 0 | 0.012823 | 0.019539 | 0 | 0 | 0.013062 | 0.019904 | 0 | 0 | 0.013306 | 0.020276 | 0 | 0 | 0.01355 | 0.020648 | 0
T&D ($/annual kWh) | 0 | 05-ECC-Education–CommunityCollege-VENT | 15 | TD:0:05-ECC-Education–CommunityCollege-VENT:15 | 0 | 0.0084542 | 0.012882 | 0 | 0 | 0.0086233 | 0.01314 | 0 | 0 | 0.0087958 | 0.013402 | 0 | 0 | 0.0089717 | 0.01367 | 0 | 0 | 0.0091511 | 0.013944 | 0 | 0 | 0.0093342 | 0.014223 | 0 | 0 | 0.0095209 | 0.014507 | 0 | 0 | 0.0097113 | 0.014797 | 0 | 0 | 0.0099055 | 0.015093 | 0 | 0 | 0.010104 | 0.015395 | 0 | 0 | 0.010306 | 0.015703 | 0 | 0 | 0.010512 | 0.016017 | 0 | 0 | 0.010722 | 0.016337 | 0 | 0 | 0.010936 | 0.016664 | 0 | 0 | 0.011155 | 0.016997 | 0 | 0 | 0.011378 | 0.017337 | 0 | 0 | 0.011606 | 0.017684 | 0 | 0 | 0.011838 | 0.018038 | 0 | 0 | 0.012075 | 0.018399 | 0 | 0 | 0.012316 | 0.018767 | 0 | 0 | 0.012563 | 0.019142 | 0 | 0 | 0.012814 | 0.019525 | 0 | 0 | 0.013053 | 0.019889 | 0 | 0 | 0.013297 | 0.020261 | 0 | 0 | 0.013541 | 0.020633 | 0
T&D ($/annual kWh) | 0 | 05-ECC-Education–CommunityCollege-VENT | SYSTEM | TD:0:05-ECC-Education–CommunityCollege-VENT:SYSTEM | 0 | 0.0074933 | 0.011418 | 0 | 0 | 0.0076432 | 0.011647 | 0 | 0 | 0.007796 | 0.01188 | 0 | 0 | 0.007952 | 0.012117 | 0 | 0 | 0.008111 | 0.01236 | 0 | 0 | 0.0082732 | 0.012607 | 0 | 0 | 0.0084387 | 0.012859 | 0 | 0 | 0.0086075 | 0.013116 | 0 | 0 | 0.0087796 | 0.013378 | 0 | 0 | 0.0089552 | 0.013646 | 0 | 0 | 0.0091343 | 0.013919 | 0 | 0 | 0.009317 | 0.014197 | 0 | 0 | 0.0095033 | 0.014481 | 0 | 0 | 0.0096934 | 0.014771 | 0 | 0 | 0.0098873 | 0.015066 | 0 | 0 | 0.010085 | 0.015368 | 0 | 0 | 0.010287 | 0.015675 | 0 | 0 | 0.010492 | 0.015988 | 0 | 0 | 0.010702 | 0.016308 | 0 | 0 | 0.010916 | 0.016634 | 0 | 0 | 0.011135 | 0.016967 | 0 | 0 | 0.011357 | 0.017306 | 0 | 0 | 0.011569 | 0.017629 | 0 | 0 | 0.011785 | 0.017959 | 0 | 0 | 0.012002 | 0.018288 | 0
T&D ($/annual kWh) | 0 | 06-EPR-Education–PrimarySchool-COOL | 7 | TD:0:06-EPR-Education–PrimarySchool-COOL:7 | 0 | 0.023553 | 0.035891 | 0 | 0 | 0.024024 | 0.036608 | 0 | 0 | 0.024505 | 0.037341 | 0 | 0 | 0.024995 | 0.038087 | 0 | 0 | 0.025495 | 0.038849 | 0 | 0 | 0.026005 | 0.039626 | 0 | 0 | 0.026525 | 0.040419 | 0 | 0 | 0.027055 | 0.041227 | 0 | 0 | 0.027596 | 0.042052 | 0 | 0 | 0.028148 | 0.042893 | 0 | 0 | 0.028711 | 0.043751 | 0 | 0 | 0.029286 | 0.044626 | 0 | 0 | 0.029871 | 0.045518 | 0 | 0 | 0.030469 | 0.046428 | 0 | 0 | 0.031078 | 0.047357 | 0 | 0 | 0.0317 | 0.048304 | 0 | 0 | 0.032334 | 0.04927 | 0 | 0 | 0.03298 | 0.050256 | 0 | 0 | 0.03364 | 0.051261 | 0 | 0 | 0.034313 | 0.052286 | 0 | 0 | 0.034999 | 0.053332 | 0 | 0 | 0.035699 | 0.054398 | 0 | 0 | 0.036365 | 0.055413 | 0 | 0 | 0.037045 | 0.056449 | 0 | 0 | 0.037724 | 0.057485 | 0
T&D ($/annual kWh) | 0 | 06-EPR-Education–PrimarySchool-COOL | 10 | TD:0:06-EPR-Education–PrimarySchool-COOL:10 | 0 | 0.024848 | 0.037863 | 0 | 0 | 0.025345 | 0.03862 | 0 | 0 | 0.025852 | 0.039393 | 0 | 0 | 0.026369 | 0.040181 | 0 | 0 | 0.026896 | 0.040984 | 0 | 0 | 0.027434 | 0.041804 | 0 | 0 | 0.027983 | 0.04264 | 0 | 0 | 0.028542 | 0.043493 | 0 | 0 | 0.029113 | 0.044363 | 0 | 0 | 0.029695 | 0.04525 | 0 | 0 | 0.030289 | 0.046155 | 0 | 0 | 0.030895 | 0.047078 | 0 | 0 | 0.031513 | 0.04802 | 0 | 0 | 0.032143 | 0.04898 | 0 | 0 | 0.032786 | 0.04996 | 0 | 0 | 0.033442 | 0.050959 | 0 | 0 | 0.034111 | 0.051978 | 0 | 0 | 0.034793 | 0.053017 | 0 | 0 | 0.035489 | 0.054078 | 0 | 0 | 0.036198 | 0.055159 | 0 | 0 | 0.036922 | 0.056263 | 0 | 0 | 0.037661 | 0.057388 | 0 | 0 | 0.038363 | 0.058459 | 0 | 0 | 0.03908 | 0.059551 | 0 | 0 | 0.039797 | 0.060644 | 0
T&D ($/annual kWh) | 0 | 06-EPR-Education–PrimarySchool-COOL | 14 | TD:0:06-EPR-Education–PrimarySchool-COOL:14 | 0 | 0.024929 | 0.037987 | 0 | 0 | 0.025428 | 0.038747 | 0 | 0 | 0.025936 | 0.039522 | 0 | 0 | 0.026455 | 0.040312 | 0 | 0 | 0.026984 | 0.041119 | 0 | 0 | 0.027524 | 0.041941 | 0 | 0 | 0.028074 | 0.04278 | 0 | 0 | 0.028636 | 0.043635 | 0 | 0 | 0.029208 | 0.044508 | 0 | 0 | 0.029793 | 0.045398 | 0 | 0 | 0.030388 | 0.046306 | 0 | 0 | 0.030996 | 0.047232 | 0 | 0 | 0.031616 | 0.048177 | 0 | 0 | 0.032248 | 0.049141 | 0 | 0 | 0.032893 | 0.050123 | 0 | 0 | 0.033551 | 0.051126 | 0 | 0 | 0.034222 | 0.052148 | 0 | 0 | 0.034907 | 0.053191 | 0 | 0 | 0.035605 | 0.054255 | 0 | 0 | 0.036317 | 0.05534 | 0 | 0 | 0.037043 | 0.056447 | 0 | 0 | 0.037784 | 0.057576 | 0 | 0 | 0.038489 | 0.05865 | 0 | 0 | 0.039209 | 0.059746 | 0 | 0 | 0.039928 | 0.060843 | 0
T&D ($/annual kWh) | 0 | 06-EPR-Education–PrimarySchool-COOL | 15 | TD:0:06-EPR-Education–PrimarySchool-COOL:15 | 0 | 0.02469 | 0.037623 | 0 | 0 | 0.025184 | 0.038375 | 0 | 0 | 0.025688 | 0.039143 | 0 | 0 | 0.026201 | 0.039926 | 0 | 0 | 0.026725 | 0.040724 | 0 | 0 | 0.02726 | 0.041539 | 0 | 0 | 0.027805 | 0.042369 | 0 | 0 | 0.028361 | 0.043217 | 0 | 0 | 0.028929 | 0.044081 | 0 | 0 | 0.029507 | 0.044963 | 0 | 0 | 0.030097 | 0.045862 | 0 | 0 | 0.030699 | 0.046779 | 0 | 0 | 0.031313 | 0.047715 | 0 | 0 | 0.031939 | 0.048669 | 0 | 0 | 0.032578 | 0.049642 | 0 | 0 | 0.03323 | 0.050635 | 0 | 0 | 0.033894 | 0.051648 | 0 | 0 | 0.034572 | 0.052681 | 0 | 0 | 0.035264 | 0.053735 | 0 | 0 | 0.035969 | 0.054809 | 0 | 0 | 0.036688 | 0.055905 | 0 | 0 | 0.037422 | 0.057024 | 0 | 0 | 0.03812 | 0.058088 | 0 | 0 | 0.038833 | 0.059173 | 0 | 0 | 0.039545 | 0.060259 | 0
T&D ($/annual kWh) | 0 | 06-EPR-Education–PrimarySchool-COOL | SYSTEM | TD:0:06-EPR-Education–PrimarySchool-COOL:SYSTEM | 0 | 0.023553 | 0.035891 | 0 | 0 | 0.024024 | 0.036608 | 0 | 0 | 0.024505 | 0.037341 | 0 | 0 | 0.024995 | 0.038087 | 0 | 0 | 0.025495 | 0.038849 | 0 | 0 | 0.026005 | 0.039626 | 0 | 0 | 0.026525 | 0.040419 | 0 | 0 | 0.027055 | 0.041227 | 0 | 0 | 0.027596 | 0.042052 | 0 | 0 | 0.028148 | 0.042893 | 0 | 0 | 0.028711 | 0.043751 | 0 | 0 | 0.029286 | 0.044626 | 0 | 0 | 0.029871 | 0.045518 | 0 | 0 | 0.030469 | 0.046428 | 0 | 0 | 0.031078 | 0.047357 | 0 | 0 | 0.0317 | 0.048304 | 0 | 0 | 0.032334 | 0.04927 | 0 | 0 | 0.03298 | 0.050256 | 0 | 0 | 0.03364 | 0.051261 | 0 | 0 | 0.034313 | 0.052286 | 0 | 0 | 0.034999 | 0.053332 | 0 | 0 | 0.035699 | 0.054398 | 0 | 0 | 0.036365 | 0.055413 | 0 | 0 | 0.037045 | 0.056449 | 0 | 0 | 0.037724 | 0.057485 | 0
T&D ($/annual kWh) | 0 | 06-EPR-Education–PrimarySchool-LIT_INT | 7 | TD:0:06-EPR-Education–PrimarySchool-LIT_INT:7 | 0 | 0.007052 | 0.010746 | 0 | 0 | 0.007193 | 0.010961 | 0 | 0 | 0.0073369 | 0.01118 | 0 | 0 | 0.0074836 | 0.011404 | 0 | 0 | 0.0076333 | 0.011632 | 0 | 0 | 0.0077859 | 0.011864 | 0 | 0 | 0.0079417 | 0.012102 | 0 | 0 | 0.0081005 | 0.012344 | 0 | 0 | 0.0082625 | 0.01259 | 0 | 0 | 0.0084278 | 0.012842 | 0 | 0 | 0.0085963 | 0.013099 | 0 | 0 | 0.0087682 | 0.013361 | 0 | 0 | 0.0089436 | 0.013628 | 0 | 0 | 0.0091225 | 0.013901 | 0 | 0 | 0.0093049 | 0.014179 | 0 | 0 | 0.009491 | 0.014463 | 0 | 0 | 0.0096808 | 0.014752 | 0 | 0 | 0.0098745 | 0.015047 | 0 | 0 | 0.010072 | 0.015348 | 0 | 0 | 0.010273 | 0.015655 | 0 | 0 | 0.010479 | 0.015968 | 0 | 0 | 0.010688 | 0.016287 | 0 | 0 | 0.010888 | 0.016591 | 0 | 0 | 0.011091 | 0.016901 | 0 | 0 | 0.011295 | 0.017211 | 0
T&D ($/annual kWh) | 0 | 06-EPR-Education–PrimarySchool-LIT_INT | 10 | TD:0:06-EPR-Education–PrimarySchool-LIT_INT:10 | 0 | 0.0073421 | 0.011188 | 0 | 0 | 0.0074889 | 0.011412 | 0 | 0 | 0.0076387 | 0.01164 | 0 | 0 | 0.0077915 | 0.011873 | 0 | 0 | 0.0079473 | 0.01211 | 0 | 0 | 0.0081063 | 0.012352 | 0 | 0 | 0.0082684 | 0.012599 | 0 | 0 | 0.0084338 | 0.012851 | 0 | 0 | 0.0086024 | 0.013108 | 0 | 0 | 0.0087745 | 0.013371 | 0 | 0 | 0.00895 | 0.013638 | 0 | 0 | 0.009129 | 0.013911 | 0 | 0 | 0.0093116 | 0.014189 | 0 | 0 | 0.0094978 | 0.014473 | 0 | 0 | 0.0096877 | 0.014762 | 0 | 0 | 0.0098815 | 0.015058 | 0 | 0 | 0.010079 | 0.015359 | 0 | 0 | 0.010281 | 0.015666 | 0 | 0 | 0.010486 | 0.015979 | 0 | 0 | 0.010696 | 0.016299 | 0 | 0 | 0.01091 | 0.016625 | 0 | 0 | 0.011128 | 0.016957 | 0 | 0 | 0.011336 | 0.017274 | 0 | 0 | 0.011548 | 0.017596 | 0 | 0 | 0.01176 | 0.017919 | 0
T&D ($/annual kWh) | 0 | 06-EPR-Education–PrimarySchool-LIT_INT | 14 | TD:0:06-EPR-Education–PrimarySchool-LIT_INT:14 | 0 | 0.0073604 | 0.011216 | 0 | 0 | 0.0075076 | 0.01144 | 0 | 0 | 0.0076577 | 0.011669 | 0 | 0 | 0.0078109 | 0.011902 | 0 | 0 | 0.0079671 | 0.01214 | 0 | 0 | 0.0081264 | 0.012383 | 0 | 0 | 0.008289 | 0.012631 | 0 | 0 | 0.0084547 | 0.012883 | 0 | 0 | 0.0086238 | 0.013141 | 0 | 0 | 0.0087963 | 0.013404 | 0 | 0 | 0.0089722 | 0.013672 | 0 | 0 | 0.0091517 | 0.013945 | 0 | 0 | 0.0093347 | 0.014224 | 0 | 0 | 0.0095214 | 0.014509 | 0 | 0 | 0.0097118 | 0.014799 | 0 | 0 | 0.0099061 | 0.015095 | 0 | 0 | 0.010104 | 0.015397 | 0 | 0 | 0.010306 | 0.015705 | 0 | 0 | 0.010512 | 0.016019 | 0 | 0 | 0.010723 | 0.016339 | 0 | 0 | 0.010937 | 0.016666 | 0 | 0 | 0.011156 | 0.016999 | 0 | 0 | 0.011364 | 0.017317 | 0 | 0 | 0.011576 | 0.01764 | 0 | 0 | 0.011789 | 0.017964 | 0
T&D ($/annual kWh) | 0 | 06-EPR-Education–PrimarySchool-LIT_INT | 15 | TD:0:06-EPR-Education–PrimarySchool-LIT_INT:15 | 0 | 0.0072853 | 0.011101 | 0 | 0 | 0.0074311 | 0.011323 | 0 | 0 | 0.0075797 | 0.01155 | 0 | 0 | 0.0077313 | 0.011781 | 0 | 0 | 0.0078859 | 0.012016 | 0 | 0 | 0.0080436 | 0.012257 | 0 | 0 | 0.0082045 | 0.012502 | 0 | 0 | 0.0083686 | 0.012752 | 0 | 0 | 0.0085359 | 0.013007 | 0 | 0 | 0.0087067 | 0.013267 | 0 | 0 | 0.0088808 | 0.013532 | 0 | 0 | 0.0090584 | 0.013803 | 0 | 0 | 0.0092396 | 0.014079 | 0 | 0 | 0.0094244 | 0.014361 | 0 | 0 | 0.0096129 | 0.014648 | 0 | 0 | 0.0098051 | 0.014941 | 0 | 0 | 0.010001 | 0.01524 | 0 | 0 | 0.010201 | 0.015544 | 0 | 0 | 0.010405 | 0.015855 | 0 | 0 | 0.010613 | 0.016172 | 0 | 0 | 0.010826 | 0.016496 | 0 | 0 | 0.011042 | 0.016826 | 0 | 0 | 0.011248 | 0.01714 | 0 | 0 | 0.011458 | 0.01746 | 0 | 0 | 0.011669 | 0.01778 | 0
T&D ($/annual kWh) | 0 | 06-EPR-Education–PrimarySchool-LIT_INT | SYSTEM | TD:0:06-EPR-Education–PrimarySchool-LIT_INT:SYSTEM | 0 | 0.007052 | 0.010746 | 0 | 0 | 0.007193 | 0.010961 | 0 | 0 | 0.0073369 | 0.01118 | 0 | 0 | 0.0074836 | 0.011404 | 0 | 0 | 0.0076333 | 0.011632 | 0 | 0 | 0.0077859 | 0.011864 | 0 | 0 | 0.0079417 | 0.012102 | 0 | 0 | 0.0081005 | 0.012344 | 0 | 0 | 0.0082625 | 0.01259 | 0 | 0 | 0.0084278 | 0.012842 | 0 | 0 | 0.0085963 | 0.013099 | 0 | 0 | 0.0087682 | 0.013361 | 0 | 0 | 0.0089436 | 0.013628 | 0 | 0 | 0.0091225 | 0.013901 | 0 | 0 | 0.0093049 | 0.014179 | 0 | 0 | 0.009491 | 0.014463 | 0 | 0 | 0.0096808 | 0.014752 | 0 | 0 | 0.0098745 | 0.015047 | 0 | 0 | 0.010072 | 0.015348 | 0 | 0 | 0.010273 | 0.015655 | 0 | 0 | 0.010479 | 0.015968 | 0 | 0 | 0.010688 | 0.016287 | 0 | 0 | 0.010888 | 0.016591 | 0 | 0 | 0.011091 | 0.016901 | 0 | 0 | 0.011295 | 0.017211 | 0
T&D ($/annual kWh) | 0 | 06-EPR-Education–PrimarySchool-OFF_EQ | 7 | TD:0:06-EPR-Education–PrimarySchool-OFF_EQ:7 | 0 | 0.0060213 | 0.0091754 | 0 | 0 | 0.0061418 | 0.0093589 | 0 | 0 | 0.0062646 | 0.0095461 | 0 | 0 | 0.0063899 | 0.009737 | 0 | 0 | 0.0065177 | 0.0099317 | 0 | 0 | 0.006648 | 0.01013 | 0 | 0 | 0.006781 | 0.010333 | 0 | 0 | 0.0069166 | 0.01054 | 0 | 0 | 0.007055 | 0.01075 | 0 | 0 | 0.0071961 | 0.010965 | 0 | 0 | 0.00734 | 0.011185 | 0 | 0 | 0.0074868 | 0.011408 | 0 | 0 | 0.0076365 | 0.011637 | 0 | 0 | 0.0077892 | 0.011869 | 0 | 0 | 0.007945 | 0.012107 | 0 | 0 | 0.0081039 | 0.012349 | 0 | 0 | 0.008266 | 0.012596 | 0 | 0 | 0.0084313 | 0.012848 | 0 | 0 | 0.0085999 | 0.013105 | 0 | 0 | 0.0087719 | 0.013367 | 0 | 0 | 0.0089474 | 0.013634 | 0 | 0 | 0.0091263 | 0.013907 | 0 | 0 | 0.0092966 | 0.014166 | 0 | 0 | 0.0094704 | 0.014431 | 0 | 0 | 0.0096441 | 0.014696 | 0
T&D ($/annual kWh) | 0 | 06-EPR-Education–PrimarySchool-OFF_EQ | 10 | TD:0:06-EPR-Education–PrimarySchool-OFF_EQ:10 | 0 | 0.0064402 | 0.0098136 | 0 | 0 | 0.006569 | 0.01001 | 0 | 0 | 0.0067004 | 0.01021 | 0 | 0 | 0.0068344 | 0.010414 | 0 | 0 | 0.0069711 | 0.010623 | 0 | 0 | 0.0071105 | 0.010835 | 0 | 0 | 0.0072527 | 0.011052 | 0 | 0 | 0.0073978 | 0.011273 | 0 | 0 | 0.0075457 | 0.011498 | 0 | 0 | 0.0076966 | 0.011728 | 0 | 0 | 0.0078506 | 0.011963 | 0 | 0 | 0.0080076 | 0.012202 | 0 | 0 | 0.0081677 | 0.012446 | 0 | 0 | 0.0083311 | 0.012695 | 0 | 0 | 0.0084977 | 0.012949 | 0 | 0 | 0.0086677 | 0.013208 | 0 | 0 | 0.008841 | 0.013472 | 0 | 0 | 0.0090178 | 0.013741 | 0 | 0 | 0.0091982 | 0.014016 | 0 | 0 | 0.0093821 | 0.014297 | 0 | 0 | 0.0095698 | 0.014583 | 0 | 0 | 0.0097612 | 0.014874 | 0 | 0 | 0.0099433 | 0.015152 | 0 | 0 | 0.010129 | 0.015435 | 0 | 0 | 0.010315 | 0.015718 | 0
T&D ($/annual kWh) | 0 | 06-EPR-Education–PrimarySchool-OFF_EQ | 14 | TD:0:06-EPR-Education–PrimarySchool-OFF_EQ:14 | 0 | 0.0064665 | 0.0098538 | 0 | 0 | 0.0065959 | 0.010051 | 0 | 0 | 0.0067278 | 0.010252 | 0 | 0 | 0.0068624 | 0.010457 | 0 | 0 | 0.0069996 | 0.010666 | 0 | 0 | 0.0071396 | 0.010879 | 0 | 0 | 0.0072824 | 0.011097 | 0 | 0 | 0.007428 | 0.011319 | 0 | 0 | 0.0075766 | 0.011545 | 0 | 0 | 0.0077281 | 0.011776 | 0 | 0 | 0.0078827 | 0.012012 | 0 | 0 | 0.0080403 | 0.012252 | 0 | 0 | 0.0082011 | 0.012497 | 0 | 0 | 0.0083652 | 0.012747 | 0 | 0 | 0.0085325 | 0.013002 | 0 | 0 | 0.0087031 | 0.013262 | 0 | 0 | 0.0088772 | 0.013527 | 0 | 0 | 0.0090547 | 0.013798 | 0 | 0 | 0.0092358 | 0.014074 | 0 | 0 | 0.0094205 | 0.014355 | 0 | 0 | 0.009609 | 0.014642 | 0 | 0 | 0.0098011 | 0.014935 | 0 | 0 | 0.009984 | 0.015214 | 0 | 0 | 0.010171 | 0.015498 | 0 | 0 | 0.010357 | 0.015782 | 0
T&D ($/annual kWh) | 0 | 06-EPR-Education–PrimarySchool-OFF_EQ | 15 | TD:0:06-EPR-Education–PrimarySchool-OFF_EQ:15 | 0 | 0.0064277 | 0.009794 | 0 | 0 | 0.0065562 | 0.0099899 | 0 | 0 | 0.0066873 | 0.01019 | 0 | 0 | 0.0068211 | 0.010394 | 0 | 0 | 0.0069575 | 0.010601 | 0 | 0 | 0.0070967 | 0.010813 | 0 | 0 | 0.0072386 | 0.01103 | 0 | 0 | 0.0073834 | 0.01125 | 0 | 0 | 0.007531 | 0.011475 | 0 | 0 | 0.0076816 | 0.011705 | 0 | 0 | 0.0078353 | 0.011939 | 0 | 0 | 0.007992 | 0.012178 | 0 | 0 | 0.0081518 | 0.012421 | 0 | 0 | 0.0083149 | 0.01267 | 0 | 0 | 0.0084812 | 0.012923 | 0 | 0 | 0.0086508 | 0.013181 | 0 | 0 | 0.0088238 | 0.013445 | 0 | 0 | 0.0090003 | 0.013714 | 0 | 0 | 0.0091803 | 0.013988 | 0 | 0 | 0.0093639 | 0.014268 | 0 | 0 | 0.0095512 | 0.014553 | 0 | 0 | 0.0097422 | 0.014844 | 0 | 0 | 0.009924 | 0.015121 | 0 | 0 | 0.010109 | 0.015404 | 0 | 0 | 0.010295 | 0.015687 | 0
T&D ($/annual kWh) | 0 | 06-EPR-Education–PrimarySchool-OFF_EQ | SYSTEM | TD:0:06-EPR-Education–PrimarySchool-OFF_EQ:SYSTEM | 0 | 0.0060213 | 0.0091754 | 0 | 0 | 0.0061418 | 0.0093589 | 0 | 0 | 0.0062646 | 0.0095461 | 0 | 0 | 0.0063899 | 0.009737 | 0 | 0 | 0.0065177 | 0.0099317 | 0 | 0 | 0.006648 | 0.01013 | 0 | 0 | 0.006781 | 0.010333 | 0 | 0 | 0.0069166 | 0.01054 | 0 | 0 | 0.007055 | 0.01075 | 0 | 0 | 0.0071961 | 0.010965 | 0 | 0 | 0.00734 | 0.011185 | 0 | 0 | 0.0074868 | 0.011408 | 0 | 0 | 0.0076365 | 0.011637 | 0 | 0 | 0.0077892 | 0.011869 | 0 | 0 | 0.007945 | 0.012107 | 0 | 0 | 0.0081039 | 0.012349 | 0 | 0 | 0.008266 | 0.012596 | 0 | 0 | 0.0084313 | 0.012848 | 0 | 0 | 0.0085999 | 0.013105 | 0 | 0 | 0.0087719 | 0.013367 | 0 | 0 | 0.0089474 | 0.013634 | 0 | 0 | 0.0091263 | 0.013907 | 0 | 0 | 0.0092966 | 0.014166 | 0 | 0 | 0.0094704 | 0.014431 | 0 | 0 | 0.0096441 | 0.014696 | 0
T&D ($/annual kWh) | 0 | 06-EPR-Education–PrimarySchool-LIT_EXT | 7 | TD:0:06-EPR-Education–PrimarySchool-LIT_EXT:7 | 0 | 0.00013225 | 0.00020153 | 0 | 0 | 0.0001349 | 0.00020556 | 0 | 0 | 0.00013759 | 0.00020967 | 0 | 0 | 0.00014035 | 0.00021386 | 0 | 0 | 0.00014315 | 0.00021814 | 0 | 0 | 0.00014602 | 0.0002225 | 0 | 0 | 0.00014894 | 0.00022695 | 0 | 0 | 0.00015191 | 0.00023149 | 0 | 0 | 0.00015495 | 0.00023612 | 0 | 0 | 0.00015805 | 0.00024084 | 0 | 0 | 0.00016121 | 0.00024566 | 0 | 0 | 0.00016444 | 0.00025057 | 0 | 0 | 0.00016773 | 0.00025558 | 0 | 0 | 0.00017108 | 0.00026069 | 0 | 0 | 0.0001745 | 0.00026591 | 0 | 0 | 0.00017799 | 0.00027123 | 0 | 0 | 0.00018155 | 0.00027665 | 0 | 0 | 0.00018518 | 0.00028218 | 0 | 0 | 0.00018889 | 0.00028783 | 0 | 0 | 0.00019266 | 0.00029358 | 0 | 0 | 0.00019652 | 0.00029946 | 0 | 0 | 0.00020045 | 0.00030545 | 0 | 0 | 0.00020419 | 0.00031114 | 0 | 0 | 0.000208 | 0.00031696 | 0 | 0 | 0.00021182 | 0.00032277 | 0
T&D ($/annual kWh) | 0 | 06-EPR-Education–PrimarySchool-LIT_EXT | 10 | TD:0:06-EPR-Education–PrimarySchool-LIT_EXT:10 | 0 | 0.00014347 | 0.00021863 | 0 | 0 | 0.00014634 | 0.000223 | 0 | 0 | 0.00014927 | 0.00022746 | 0 | 0 | 0.00015226 | 0.00023201 | 0 | 0 | 0.0001553 | 0.00023665 | 0 | 0 | 0.00015841 | 0.00024138 | 0 | 0 | 0.00016158 | 0.00024621 | 0 | 0 | 0.00016481 | 0.00025113 | 0 | 0 | 0.0001681 | 0.00025616 | 0 | 0 | 0.00017147 | 0.00026128 | 0 | 0 | 0.00017489 | 0.00026651 | 0 | 0 | 0.00017839 | 0.00027184 | 0 | 0 | 0.00018196 | 0.00027727 | 0 | 0 | 0.0001856 | 0.00028282 | 0 | 0 | 0.00018931 | 0.00028847 | 0 | 0 | 0.0001931 | 0.00029424 | 0 | 0 | 0.00019696 | 0.00030013 | 0 | 0 | 0.0002009 | 0.00030613 | 0 | 0 | 0.00020492 | 0.00031225 | 0 | 0 | 0.00020901 | 0.0003185 | 0 | 0 | 0.0002132 | 0.00032487 | 0 | 0 | 0.00021746 | 0.00033137 | 0 | 0 | 0.00022152 | 0.00033755 | 0 | 0 | 0.00022566 | 0.00034386 | 0 | 0 | 0.0002298 | 0.00035017 | 0
T&D ($/annual kWh) | 0 | 06-EPR-Education–PrimarySchool-LIT_EXT | 14 | TD:0:06-EPR-Education–PrimarySchool-LIT_EXT:14 | 0 | 0.00014418 | 0.0002197 | 0 | 0 | 0.00014706 | 0.0002241 | 0 | 0 | 0.00015001 | 0.00022858 | 0 | 0 | 0.00015301 | 0.00023315 | 0 | 0 | 0.00015607 | 0.00023781 | 0 | 0 | 0.00015919 | 0.00024257 | 0 | 0 | 0.00016237 | 0.00024742 | 0 | 0 | 0.00016562 | 0.00025237 | 0 | 0 | 0.00016893 | 0.00025742 | 0 | 0 | 0.00017231 | 0.00026257 | 0 | 0 | 0.00017576 | 0.00026782 | 0 | 0 | 0.00017927 | 0.00027317 | 0 | 0 | 0.00018286 | 0.00027864 | 0 | 0 | 0.00018651 | 0.00028421 | 0 | 0 | 0.00019024 | 0.00028989 | 0 | 0 | 0.00019405 | 0.00029569 | 0 | 0 | 0.00019793 | 0.00030161 | 0 | 0 | 0.00020189 | 0.00030764 | 0 | 0 | 0.00020593 | 0.00031379 | 0 | 0 | 0.00021004 | 0.00032007 | 0 | 0 | 0.00021424 | 0.00032647 | 0 | 0 | 0.00021853 | 0.000333 | 0 | 0 | 0.00022261 | 0.00033921 | 0 | 0 | 0.00022677 | 0.00034555 | 0 | 0 | 0.00023093 | 0.00035189 | 0
T&D ($/annual kWh) | 0 | 06-EPR-Education–PrimarySchool-LIT_EXT | 15 | TD:0:06-EPR-Education–PrimarySchool-LIT_EXT:15 | 0 | 0.00019978 | 0.00030279 | 0 | 0 | 0.00020378 | 0.00030885 | 0 | 0 | 0.00020785 | 0.00031503 | 0 | 0 | 0.00021201 | 0.00032133 | 0 | 0 | 0.00021625 | 0.00032775 | 0 | 0 | 0.00022057 | 0.00033431 | 0 | 0 | 0.00022499 | 0.000341 | 0 | 0 | 0.00022949 | 0.00034782 | 0 | 0 | 0.00023408 | 0.00035477 | 0 | 0 | 0.00023876 | 0.00036187 | 0 | 0 | 0.00024353 | 0.0003691 | 0 | 0 | 0.0002484 | 0.00037649 | 0 | 0 | 0.00025337 | 0.00038402 | 0 | 0 | 0.00025844 | 0.0003917 | 0 | 0 | 0.00026361 | 0.00039953 | 0 | 0 | 0.00026888 | 0.00040752 | 0 | 0 | 0.00027426 | 0.00041567 | 0 | 0 | 0.00027974 | 0.00042399 | 0 | 0 | 0.00028534 | 0.00043246 | 0 | 0 | 0.00029104 | 0.00044111 | 0 | 0 | 0.00029686 | 0.00044994 | 0 | 0 | 0.0003028 | 0.00045894 | 0 | 0 | 0.00030845 | 0.0004675 | 0 | 0 | 0.00031422 | 0.00047624 | 0 | 0 | 0.00031998 | 0.00048497 | 0
T&D ($/annual kWh) | 0 | 06-EPR-Education–PrimarySchool-LIT_EXT | SYSTEM | TD:0:06-EPR-Education–PrimarySchool-LIT_EXT:SYSTEM | 0 | 0.00013225 | 0.00020153 | 0 | 0 | 0.0001349 | 0.00020556 | 0 | 0 | 0.00013759 | 0.00020967 | 0 | 0 | 0.00014035 | 0.00021386 | 0 | 0 | 0.00014315 | 0.00021814 | 0 | 0 | 0.00014602 | 0.0002225 | 0 | 0 | 0.00014894 | 0.00022695 | 0 | 0 | 0.00015191 | 0.00023149 | 0 | 0 | 0.00015495 | 0.00023612 | 0 | 0 | 0.00015805 | 0.00024084 | 0 | 0 | 0.00016121 | 0.00024566 | 0 | 0 | 0.00016444 | 0.00025057 | 0 | 0 | 0.00016773 | 0.00025558 | 0 | 0 | 0.00017108 | 0.00026069 | 0 | 0 | 0.0001745 | 0.00026591 | 0 | 0 | 0.00017799 | 0.00027123 | 0 | 0 | 0.00018155 | 0.00027665 | 0 | 0 | 0.00018518 | 0.00028218 | 0 | 0 | 0.00018889 | 0.00028783 | 0 | 0 | 0.00019266 | 0.00029358 | 0 | 0 | 0.00019652 | 0.00029946 | 0 | 0 | 0.00020045 | 0.00030545 | 0 | 0 | 0.00020419 | 0.00031114 | 0 | 0 | 0.000208 | 0.00031696 | 0 | 0 | 0.00021182 | 0.00032277 | 0
T&D ($/annual kWh) | 0 | 06-EPR-Education–PrimarySchool-REFG | 7 | TD:0:06-EPR-Education–PrimarySchool-REFG:7 | 0 | 0.0044667 | 0.0068064 | 0 | 0 | 0.004556 | 0.0069425 | 0 | 0 | 0.0046471 | 0.0070813 | 0 | 0 | 0.0047401 | 0.007223 | 0 | 0 | 0.0048349 | 0.0073674 | 0 | 0 | 0.0049316 | 0.0075148 | 0 | 0 | 0.0050302 | 0.0076651 | 0 | 0 | 0.0051308 | 0.0078184 | 0 | 0 | 0.0052334 | 0.0079747 | 0 | 0 | 0.0053381 | 0.0081342 | 0 | 0 | 0.0054449 | 0.0082969 | 0 | 0 | 0.0055538 | 0.0084629 | 0 | 0 | 0.0056648 | 0.0086321 | 0 | 0 | 0.0057781 | 0.0088048 | 0 | 0 | 0.0058937 | 0.0089809 | 0 | 0 | 0.0060116 | 0.0091605 | 0 | 0 | 0.0061318 | 0.0093437 | 0 | 0 | 0.0062544 | 0.0095306 | 0 | 0 | 0.0063795 | 0.0097212 | 0 | 0 | 0.0065071 | 0.0099156 | 0 | 0 | 0.0066372 | 0.010114 | 0 | 0 | 0.00677 | 0.010316 | 0 | 0 | 0.0068963 | 0.010509 | 0 | 0 | 0.0070252 | 0.010705 | 0 | 0 | 0.0071541 | 0.010901 | 0
T&D ($/annual kWh) | 0 | 06-EPR-Education–PrimarySchool-REFG | 10 | TD:0:06-EPR-Education–PrimarySchool-REFG:10 | 0 | 0.0048308 | 0.0073612 | 0 | 0 | 0.0049274 | 0.0075084 | 0 | 0 | 0.0050259 | 0.0076585 | 0 | 0 | 0.0051264 | 0.0078117 | 0 | 0 | 0.005229 | 0.0079679 | 0 | 0 | 0.0053335 | 0.0081273 | 0 | 0 | 0.0054402 | 0.0082899 | 0 | 0 | 0.005549 | 0.0084556 | 0 | 0 | 0.00566 | 0.0086248 | 0 | 0 | 0.0057732 | 0.0087973 | 0 | 0 | 0.0058887 | 0.0089732 | 0 | 0 | 0.0060064 | 0.0091527 | 0 | 0 | 0.0061266 | 0.0093357 | 0 | 0 | 0.0062491 | 0.0095224 | 0 | 0 | 0.0063741 | 0.0097129 | 0 | 0 | 0.0065016 | 0.0099071 | 0 | 0 | 0.0066316 | 0.010105 | 0 | 0 | 0.0067642 | 0.010307 | 0 | 0 | 0.0068995 | 0.010514 | 0 | 0 | 0.0070375 | 0.010724 | 0 | 0 | 0.0071782 | 0.010938 | 0 | 0 | 0.0073218 | 0.011157 | 0 | 0 | 0.0074584 | 0.011365 | 0 | 0 | 0.0075978 | 0.011578 | 0 | 0 | 0.0077372 | 0.01179 | 0
T&D ($/annual kWh) | 0 | 06-EPR-Education–PrimarySchool-REFG | 14 | TD:0:06-EPR-Education–PrimarySchool-REFG:14 | 0 | 0.0048537 | 0.0073961 | 0 | 0 | 0.0049507 | 0.007544 | 0 | 0 | 0.0050498 | 0.0076949 | 0 | 0 | 0.0051507 | 0.0078488 | 0 | 0 | 0.0052538 | 0.0080057 | 0 | 0 | 0.0053588 | 0.0081658 | 0 | 0 | 0.005466 | 0.0083292 | 0 | 0 | 0.0055753 | 0.0084957 | 0 | 0 | 0.0056868 | 0.0086657 | 0 | 0 | 0.0058006 | 0.008839 | 0 | 0 | 0.0059166 | 0.0090158 | 0 | 0 | 0.0060349 | 0.0091961 | 0 | 0 | 0.0061556 | 0.00938 | 0 | 0 | 0.0062787 | 0.0095676 | 0 | 0 | 0.0064043 | 0.0097589 | 0 | 0 | 0.0065324 | 0.0099541 | 0 | 0 | 0.006663 | 0.010153 | 0 | 0 | 0.0067963 | 0.010356 | 0 | 0 | 0.0069322 | 0.010563 | 0 | 0 | 0.0070709 | 0.010775 | 0 | 0 | 0.0072123 | 0.01099 | 0 | 0 | 0.0073565 | 0.01121 | 0 | 0 | 0.0074938 | 0.011419 | 0 | 0 | 0.0076339 | 0.011633 | 0 | 0 | 0.0077739 | 0.011846 | 0
T&D ($/annual kWh) | 0 | 06-EPR-Education–PrimarySchool-REFG | 15 | TD:0:06-EPR-Education–PrimarySchool-REFG:15 | 0 | 0.0048417 | 0.0073772 | 0 | 0 | 0.0049386 | 0.0075247 | 0 | 0 | 0.0050373 | 0.0076752 | 0 | 0 | 0.0051381 | 0.0078287 | 0 | 0 | 0.0052409 | 0.0079853 | 0 | 0 | 0.0053457 | 0.008145 | 0 | 0 | 0.0054526 | 0.0083079 | 0 | 0 | 0.0055616 | 0.0084741 | 0 | 0 | 0.0056729 | 0.0086436 | 0 | 0 | 0.0057863 | 0.0088164 | 0 | 0 | 0.0059021 | 0.0089928 | 0 | 0 | 0.0060201 | 0.0091726 | 0 | 0 | 0.0061405 | 0.0093561 | 0 | 0 | 0.0062633 | 0.0095432 | 0 | 0 | 0.0063886 | 0.0097341 | 0 | 0 | 0.0065163 | 0.0099287 | 0 | 0 | 0.0066467 | 0.010127 | 0 | 0 | 0.0067796 | 0.01033 | 0 | 0 | 0.0069152 | 0.010536 | 0 | 0 | 0.0070535 | 0.010747 | 0 | 0 | 0.0071946 | 0.010962 | 0 | 0 | 0.0073385 | 0.011181 | 0 | 0 | 0.0074754 | 0.01139 | 0 | 0 | 0.0076151 | 0.011603 | 0 | 0 | 0.0077548 | 0.011816 | 0
T&D ($/annual kWh) | 0 | 06-EPR-Education–PrimarySchool-REFG | SYSTEM | TD:0:06-EPR-Education–PrimarySchool-REFG:SYSTEM | 0 | 0.0044667 | 0.0068064 | 0 | 0 | 0.004556 | 0.0069425 | 0 | 0 | 0.0046471 | 0.0070813 | 0 | 0 | 0.0047401 | 0.007223 | 0 | 0 | 0.0048349 | 0.0073674 | 0 | 0 | 0.0049316 | 0.0075148 | 0 | 0 | 0.0050302 | 0.0076651 | 0 | 0 | 0.0051308 | 0.0078184 | 0 | 0 | 0.0052334 | 0.0079747 | 0 | 0 | 0.0053381 | 0.0081342 | 0 | 0 | 0.0054449 | 0.0082969 | 0 | 0 | 0.0055538 | 0.0084629 | 0 | 0 | 0.0056648 | 0.0086321 | 0 | 0 | 0.0057781 | 0.0088048 | 0 | 0 | 0.0058937 | 0.0089809 | 0 | 0 | 0.0060116 | 0.0091605 | 0 | 0 | 0.0061318 | 0.0093437 | 0 | 0 | 0.0062544 | 0.0095306 | 0 | 0 | 0.0063795 | 0.0097212 | 0 | 0 | 0.0065071 | 0.0099156 | 0 | 0 | 0.0066372 | 0.010114 | 0 | 0 | 0.00677 | 0.010316 | 0 | 0 | 0.0068963 | 0.010509 | 0 | 0 | 0.0070252 | 0.010705 | 0 | 0 | 0.0071541 | 0.010901 | 0
T&D ($/annual kWh) | 0 | 06-EPR-Education–PrimarySchool-VENT | 7 | TD:0:06-EPR-Education–PrimarySchool-VENT:7 | 0 | 0.0084629 | 0.012896 | 0 | 0 | 0.0086322 | 0.013154 | 0 | 0 | 0.0088049 | 0.013417 | 0 | 0 | 0.0089809 | 0.013685 | 0 | 0 | 0.0091606 | 0.013959 | 0 | 0 | 0.0093438 | 0.014238 | 0 | 0 | 0.0095307 | 0.014523 | 0 | 0 | 0.0097213 | 0.014813 | 0 | 0 | 0.0099157 | 0.01511 | 0 | 0 | 0.010114 | 0.015412 | 0 | 0 | 0.010316 | 0.01572 | 0 | 0 | 0.010523 | 0.016034 | 0 | 0 | 0.010733 | 0.016355 | 0 | 0 | 0.010948 | 0.016682 | 0 | 0 | 0.011167 | 0.017016 | 0 | 0 | 0.01139 | 0.017356 | 0 | 0 | 0.011618 | 0.017703 | 0 | 0 | 0.01185 | 0.018057 | 0 | 0 | 0.012087 | 0.018419 | 0 | 0 | 0.012329 | 0.018787 | 0 | 0 | 0.012575 | 0.019163 | 0 | 0 | 0.012827 | 0.019546 | 0 | 0 | 0.013066 | 0.019911 | 0 | 0 | 0.013311 | 0.020283 | 0 | 0 | 0.013555 | 0.020655 | 0
T&D ($/annual kWh) | 0 | 06-EPR-Education–PrimarySchool-VENT | 10 | TD:0:06-EPR-Education–PrimarySchool-VENT:10 | 0 | 0.0089768 | 0.013679 | 0 | 0 | 0.0091563 | 0.013953 | 0 | 0 | 0.0093395 | 0.014232 | 0 | 0 | 0.0095263 | 0.014516 | 0 | 0 | 0.0097168 | 0.014807 | 0 | 0 | 0.0099111 | 0.015103 | 0 | 0 | 0.010109 | 0.015405 | 0 | 0 | 0.010312 | 0.015713 | 0 | 0 | 0.010518 | 0.016027 | 0 | 0 | 0.010728 | 0.016348 | 0 | 0 | 0.010943 | 0.016675 | 0 | 0 | 0.011162 | 0.017008 | 0 | 0 | 0.011385 | 0.017348 | 0 | 0 | 0.011612 | 0.017695 | 0 | 0 | 0.011845 | 0.018049 | 0 | 0 | 0.012082 | 0.01841 | 0 | 0 | 0.012323 | 0.018778 | 0 | 0 | 0.01257 | 0.019154 | 0 | 0 | 0.012821 | 0.019537 | 0 | 0 | 0.013078 | 0.019928 | 0 | 0 | 0.013339 | 0.020326 | 0 | 0 | 0.013606 | 0.020733 | 0 | 0 | 0.01386 | 0.02112 | 0 | 0 | 0.014119 | 0.021514 | 0 | 0 | 0.014378 | 0.021909 | 0
T&D ($/annual kWh) | 0 | 06-EPR-Education–PrimarySchool-VENT | 14 | TD:0:06-EPR-Education–PrimarySchool-VENT:14 | 0 | 0.0090091 | 0.013728 | 0 | 0 | 0.0091893 | 0.014003 | 0 | 0 | 0.0093731 | 0.014283 | 0 | 0 | 0.0095606 | 0.014569 | 0 | 0 | 0.0097518 | 0.01486 | 0 | 0 | 0.0099468 | 0.015157 | 0 | 0 | 0.010146 | 0.01546 | 0 | 0 | 0.010349 | 0.015769 | 0 | 0 | 0.010556 | 0.016085 | 0 | 0 | 0.010767 | 0.016407 | 0 | 0 | 0.010982 | 0.016735 | 0 | 0 | 0.011202 | 0.017069 | 0 | 0 | 0.011426 | 0.017411 | 0 | 0 | 0.011654 | 0.017759 | 0 | 0 | 0.011887 | 0.018114 | 0 | 0 | 0.012125 | 0.018476 | 0 | 0 | 0.012368 | 0.018846 | 0 | 0 | 0.012615 | 0.019223 | 0 | 0 | 0.012867 | 0.019607 | 0 | 0 | 0.013125 | 0.019999 | 0 | 0 | 0.013387 | 0.020399 | 0 | 0 | 0.013655 | 0.020807 | 0 | 0 | 0.01391 | 0.021196 | 0 | 0 | 0.01417 | 0.021592 | 0 | 0 | 0.01443 | 0.021988 | 0
T&D ($/annual kWh) | 0 | 06-EPR-Education–PrimarySchool-VENT | 15 | TD:0:06-EPR-Education–PrimarySchool-VENT:15 | 0 | 0.0089292 | 0.013606 | 0 | 0 | 0.0091078 | 0.013878 | 0 | 0 | 0.00929 | 0.014156 | 0 | 0 | 0.0094758 | 0.014439 | 0 | 0 | 0.0096653 | 0.014728 | 0 | 0 | 0.0098586 | 0.015022 | 0 | 0 | 0.010056 | 0.015323 | 0 | 0 | 0.010257 | 0.015629 | 0 | 0 | 0.010462 | 0.015942 | 0 | 0 | 0.010671 | 0.016261 | 0 | 0 | 0.010885 | 0.016586 | 0 | 0 | 0.011102 | 0.016918 | 0 | 0 | 0.011324 | 0.017256 | 0 | 0 | 0.011551 | 0.017601 | 0 | 0 | 0.011782 | 0.017953 | 0 | 0 | 0.012018 | 0.018312 | 0 | 0 | 0.012258 | 0.018679 | 0 | 0 | 0.012503 | 0.019052 | 0 | 0 | 0.012753 | 0.019433 | 0 | 0 | 0.013008 | 0.019822 | 0 | 0 | 0.013268 | 0.020218 | 0 | 0 | 0.013534 | 0.020623 | 0 | 0 | 0.013786 | 0.021007 | 0 | 0 | 0.014044 | 0.0214 | 0 | 0 | 0.014302 | 0.021793 | 0
T&D ($/annual kWh) | 0 | 06-EPR-Education–PrimarySchool-VENT | SYSTEM | TD:0:06-EPR-Education–PrimarySchool-VENT:SYSTEM | 0 | 0.0084629 | 0.012896 | 0 | 0 | 0.0086322 | 0.013154 | 0 | 0 | 0.0088049 | 0.013417 | 0 | 0 | 0.0089809 | 0.013685 | 0 | 0 | 0.0091606 | 0.013959 | 0 | 0 | 0.0093438 | 0.014238 | 0 | 0 | 0.0095307 | 0.014523 | 0 | 0 | 0.0097213 | 0.014813 | 0 | 0 | 0.0099157 | 0.01511 | 0 | 0 | 0.010114 | 0.015412 | 0 | 0 | 0.010316 | 0.01572 | 0 | 0 | 0.010523 | 0.016034 | 0 | 0 | 0.010733 | 0.016355 | 0 | 0 | 0.010948 | 0.016682 | 0 | 0 | 0.011167 | 0.017016 | 0 | 0 | 0.01139 | 0.017356 | 0 | 0 | 0.011618 | 0.017703 | 0 | 0 | 0.01185 | 0.018057 | 0 | 0 | 0.012087 | 0.018419 | 0 | 0 | 0.012329 | 0.018787 | 0 | 0 | 0.012575 | 0.019163 | 0 | 0 | 0.012827 | 0.019546 | 0 | 0 | 0.013066 | 0.019911 | 0 | 0 | 0.013311 | 0.020283 | 0 | 0 | 0.013555 | 0.020655 | 0
T&D ($/annual kWh) | 0 | 07-ESE-Education–SecondarySchool-COOL | 7 | TD:0:07-ESE-Education–SecondarySchool-COOL:7 | 0 | 0.023553 | 0.035891 | 0 | 0 | 0.024024 | 0.036608 | 0 | 0 | 0.024505 | 0.037341 | 0 | 0 | 0.024995 | 0.038087 | 0 | 0 | 0.025495 | 0.038849 | 0 | 0 | 0.026005 | 0.039626 | 0 | 0 | 0.026525 | 0.040419 | 0 | 0 | 0.027055 | 0.041227 | 0 | 0 | 0.027596 | 0.042052 | 0 | 0 | 0.028148 | 0.042893 | 0 | 0 | 0.028711 | 0.043751 | 0 | 0 | 0.029286 | 0.044626 | 0 | 0 | 0.029871 | 0.045518 | 0 | 0 | 0.030469 | 0.046428 | 0 | 0 | 0.031078 | 0.047357 | 0 | 0 | 0.0317 | 0.048304 | 0 | 0 | 0.032334 | 0.04927 | 0 | 0 | 0.03298 | 0.050256 | 0 | 0 | 0.03364 | 0.051261 | 0 | 0 | 0.034313 | 0.052286 | 0 | 0 | 0.034999 | 0.053332 | 0 | 0 | 0.035699 | 0.054398 | 0 | 0 | 0.036365 | 0.055413 | 0 | 0 | 0.037045 | 0.056449 | 0 | 0 | 0.037724 | 0.057485 | 0
T&D ($/annual kWh) | 0 | 07-ESE-Education–SecondarySchool-COOL | 10 | TD:0:07-ESE-Education–SecondarySchool-COOL:10 | 0 | 0.024848 | 0.037863 | 0 | 0 | 0.025345 | 0.03862 | 0 | 0 | 0.025852 | 0.039393 | 0 | 0 | 0.026369 | 0.040181 | 0 | 0 | 0.026896 | 0.040984 | 0 | 0 | 0.027434 | 0.041804 | 0 | 0 | 0.027983 | 0.04264 | 0 | 0 | 0.028542 | 0.043493 | 0 | 0 | 0.029113 | 0.044363 | 0 | 0 | 0.029695 | 0.04525 | 0 | 0 | 0.030289 | 0.046155 | 0 | 0 | 0.030895 | 0.047078 | 0 | 0 | 0.031513 | 0.04802 | 0 | 0 | 0.032143 | 0.04898 | 0 | 0 | 0.032786 | 0.04996 | 0 | 0 | 0.033442 | 0.050959 | 0 | 0 | 0.034111 | 0.051978 | 0 | 0 | 0.034793 | 0.053017 | 0 | 0 | 0.035489 | 0.054078 | 0 | 0 | 0.036198 | 0.055159 | 0 | 0 | 0.036922 | 0.056263 | 0 | 0 | 0.037661 | 0.057388 | 0 | 0 | 0.038363 | 0.058459 | 0 | 0 | 0.03908 | 0.059551 | 0 | 0 | 0.039797 | 0.060644 | 0
T&D ($/annual kWh) | 0 | 07-ESE-Education–SecondarySchool-COOL | 14 | TD:0:07-ESE-Education–SecondarySchool-COOL:14 | 0 | 0.024929 | 0.037987 | 0 | 0 | 0.025428 | 0.038747 | 0 | 0 | 0.025936 | 0.039522 | 0 | 0 | 0.026455 | 0.040312 | 0 | 0 | 0.026984 | 0.041119 | 0 | 0 | 0.027524 | 0.041941 | 0 | 0 | 0.028074 | 0.04278 | 0 | 0 | 0.028636 | 0.043635 | 0 | 0 | 0.029208 | 0.044508 | 0 | 0 | 0.029793 | 0.045398 | 0 | 0 | 0.030388 | 0.046306 | 0 | 0 | 0.030996 | 0.047232 | 0 | 0 | 0.031616 | 0.048177 | 0 | 0 | 0.032248 | 0.049141 | 0 | 0 | 0.032893 | 0.050123 | 0 | 0 | 0.033551 | 0.051126 | 0 | 0 | 0.034222 | 0.052148 | 0 | 0 | 0.034907 | 0.053191 | 0 | 0 | 0.035605 | 0.054255 | 0 | 0 | 0.036317 | 0.05534 | 0 | 0 | 0.037043 | 0.056447 | 0 | 0 | 0.037784 | 0.057576 | 0 | 0 | 0.038489 | 0.05865 | 0 | 0 | 0.039209 | 0.059746 | 0 | 0 | 0.039928 | 0.060843 | 0
T&D ($/annual kWh) | 0 | 07-ESE-Education–SecondarySchool-COOL | 15 | TD:0:07-ESE-Education–SecondarySchool-COOL:15 | 0 | 0.02469 | 0.037623 | 0 | 0 | 0.025184 | 0.038375 | 0 | 0 | 0.025688 | 0.039143 | 0 | 0 | 0.026201 | 0.039926 | 0 | 0 | 0.026725 | 0.040724 | 0 | 0 | 0.02726 | 0.041539 | 0 | 0 | 0.027805 | 0.042369 | 0 | 0 | 0.028361 | 0.043217 | 0 | 0 | 0.028929 | 0.044081 | 0 | 0 | 0.029507 | 0.044963 | 0 | 0 | 0.030097 | 0.045862 | 0 | 0 | 0.030699 | 0.046779 | 0 | 0 | 0.031313 | 0.047715 | 0 | 0 | 0.031939 | 0.048669 | 0 | 0 | 0.032578 | 0.049642 | 0 | 0 | 0.03323 | 0.050635 | 0 | 0 | 0.033894 | 0.051648 | 0 | 0 | 0.034572 | 0.052681 | 0 | 0 | 0.035264 | 0.053735 | 0 | 0 | 0.035969 | 0.054809 | 0 | 0 | 0.036688 | 0.055905 | 0 | 0 | 0.037422 | 0.057024 | 0 | 0 | 0.03812 | 0.058088 | 0 | 0 | 0.038833 | 0.059173 | 0 | 0 | 0.039545 | 0.060259 | 0
T&D ($/annual kWh) | 0 | 07-ESE-Education–SecondarySchool-COOL | SYSTEM | TD:0:07-ESE-Education–SecondarySchool-COOL:SYSTEM | 0 | 0.023553 | 0.035891 | 0 | 0 | 0.024024 | 0.036608 | 0 | 0 | 0.024505 | 0.037341 | 0 | 0 | 0.024995 | 0.038087 | 0 | 0 | 0.025495 | 0.038849 | 0 | 0 | 0.026005 | 0.039626 | 0 | 0 | 0.026525 | 0.040419 | 0 | 0 | 0.027055 | 0.041227 | 0 | 0 | 0.027596 | 0.042052 | 0 | 0 | 0.028148 | 0.042893 | 0 | 0 | 0.028711 | 0.043751 | 0 | 0 | 0.029286 | 0.044626 | 0 | 0 | 0.029871 | 0.045518 | 0 | 0 | 0.030469 | 0.046428 | 0 | 0 | 0.031078 | 0.047357 | 0 | 0 | 0.0317 | 0.048304 | 0 | 0 | 0.032334 | 0.04927 | 0 | 0 | 0.03298 | 0.050256 | 0 | 0 | 0.03364 | 0.051261 | 0 | 0 | 0.034313 | 0.052286 | 0 | 0 | 0.034999 | 0.053332 | 0 | 0 | 0.035699 | 0.054398 | 0 | 0 | 0.036365 | 0.055413 | 0 | 0 | 0.037045 | 0.056449 | 0 | 0 | 0.037724 | 0.057485 | 0
T&D ($/annual kWh) | 0 | 07-ESE-Education–SecondarySchool-LIT_INT | 7 | TD:0:07-ESE-Education–SecondarySchool-LIT_INT:7 | 0 | 0.007052 | 0.010746 | 0 | 0 | 0.007193 | 0.010961 | 0 | 0 | 0.0073369 | 0.01118 | 0 | 0 | 0.0074836 | 0.011404 | 0 | 0 | 0.0076333 | 0.011632 | 0 | 0 | 0.0077859 | 0.011864 | 0 | 0 | 0.0079417 | 0.012102 | 0 | 0 | 0.0081005 | 0.012344 | 0 | 0 | 0.0082625 | 0.01259 | 0 | 0 | 0.0084278 | 0.012842 | 0 | 0 | 0.0085963 | 0.013099 | 0 | 0 | 0.0087682 | 0.013361 | 0 | 0 | 0.0089436 | 0.013628 | 0 | 0 | 0.0091225 | 0.013901 | 0 | 0 | 0.0093049 | 0.014179 | 0 | 0 | 0.009491 | 0.014463 | 0 | 0 | 0.0096808 | 0.014752 | 0 | 0 | 0.0098745 | 0.015047 | 0 | 0 | 0.010072 | 0.015348 | 0 | 0 | 0.010273 | 0.015655 | 0 | 0 | 0.010479 | 0.015968 | 0 | 0 | 0.010688 | 0.016287 | 0 | 0 | 0.010888 | 0.016591 | 0 | 0 | 0.011091 | 0.016901 | 0 | 0 | 0.011295 | 0.017211 | 0
T&D ($/annual kWh) | 0 | 07-ESE-Education–SecondarySchool-LIT_INT | 10 | TD:0:07-ESE-Education–SecondarySchool-LIT_INT:10 | 0 | 0.0073421 | 0.011188 | 0 | 0 | 0.0074889 | 0.011412 | 0 | 0 | 0.0076387 | 0.01164 | 0 | 0 | 0.0077915 | 0.011873 | 0 | 0 | 0.0079473 | 0.01211 | 0 | 0 | 0.0081063 | 0.012352 | 0 | 0 | 0.0082684 | 0.012599 | 0 | 0 | 0.0084338 | 0.012851 | 0 | 0 | 0.0086024 | 0.013108 | 0 | 0 | 0.0087745 | 0.013371 | 0 | 0 | 0.00895 | 0.013638 | 0 | 0 | 0.009129 | 0.013911 | 0 | 0 | 0.0093116 | 0.014189 | 0 | 0 | 0.0094978 | 0.014473 | 0 | 0 | 0.0096877 | 0.014762 | 0 | 0 | 0.0098815 | 0.015058 | 0 | 0 | 0.010079 | 0.015359 | 0 | 0 | 0.010281 | 0.015666 | 0 | 0 | 0.010486 | 0.015979 | 0 | 0 | 0.010696 | 0.016299 | 0 | 0 | 0.01091 | 0.016625 | 0 | 0 | 0.011128 | 0.016957 | 0 | 0 | 0.011336 | 0.017274 | 0 | 0 | 0.011548 | 0.017596 | 0 | 0 | 0.01176 | 0.017919 | 0
T&D ($/annual kWh) | 0 | 07-ESE-Education–SecondarySchool-LIT_INT | 14 | TD:0:07-ESE-Education–SecondarySchool-LIT_INT:14 | 0 | 0.0073604 | 0.011216 | 0 | 0 | 0.0075076 | 0.01144 | 0 | 0 | 0.0076577 | 0.011669 | 0 | 0 | 0.0078109 | 0.011902 | 0 | 0 | 0.0079671 | 0.01214 | 0 | 0 | 0.0081264 | 0.012383 | 0 | 0 | 0.008289 | 0.012631 | 0 | 0 | 0.0084547 | 0.012883 | 0 | 0 | 0.0086238 | 0.013141 | 0 | 0 | 0.0087963 | 0.013404 | 0 | 0 | 0.0089722 | 0.013672 | 0 | 0 | 0.0091517 | 0.013945 | 0 | 0 | 0.0093347 | 0.014224 | 0 | 0 | 0.0095214 | 0.014509 | 0 | 0 | 0.0097118 | 0.014799 | 0 | 0 | 0.0099061 | 0.015095 | 0 | 0 | 0.010104 | 0.015397 | 0 | 0 | 0.010306 | 0.015705 | 0 | 0 | 0.010512 | 0.016019 | 0 | 0 | 0.010723 | 0.016339 | 0 | 0 | 0.010937 | 0.016666 | 0 | 0 | 0.011156 | 0.016999 | 0 | 0 | 0.011364 | 0.017317 | 0 | 0 | 0.011576 | 0.01764 | 0 | 0 | 0.011789 | 0.017964 | 0
T&D ($/annual kWh) | 0 | 07-ESE-Education–SecondarySchool-LIT_INT | 15 | TD:0:07-ESE-Education–SecondarySchool-LIT_INT:15 | 0 | 0.0072853 | 0.011101 | 0 | 0 | 0.0074311 | 0.011323 | 0 | 0 | 0.0075797 | 0.01155 | 0 | 0 | 0.0077313 | 0.011781 | 0 | 0 | 0.0078859 | 0.012016 | 0 | 0 | 0.0080436 | 0.012257 | 0 | 0 | 0.0082045 | 0.012502 | 0 | 0 | 0.0083686 | 0.012752 | 0 | 0 | 0.0085359 | 0.013007 | 0 | 0 | 0.0087067 | 0.013267 | 0 | 0 | 0.0088808 | 0.013532 | 0 | 0 | 0.0090584 | 0.013803 | 0 | 0 | 0.0092396 | 0.014079 | 0 | 0 | 0.0094244 | 0.014361 | 0 | 0 | 0.0096129 | 0.014648 | 0 | 0 | 0.0098051 | 0.014941 | 0 | 0 | 0.010001 | 0.01524 | 0 | 0 | 0.010201 | 0.015544 | 0 | 0 | 0.010405 | 0.015855 | 0 | 0 | 0.010613 | 0.016172 | 0 | 0 | 0.010826 | 0.016496 | 0 | 0 | 0.011042 | 0.016826 | 0 | 0 | 0.011248 | 0.01714 | 0 | 0 | 0.011458 | 0.01746 | 0 | 0 | 0.011669 | 0.01778 | 0
T&D ($/annual kWh) | 0 | 07-ESE-Education–SecondarySchool-LIT_INT | SYSTEM | TD:0:07-ESE-Education–SecondarySchool-LIT_INT:SYSTEM | 0 | 0.007052 | 0.010746 | 0 | 0 | 0.007193 | 0.010961 | 0 | 0 | 0.0073369 | 0.01118 | 0 | 0 | 0.0074836 | 0.011404 | 0 | 0 | 0.0076333 | 0.011632 | 0 | 0 | 0.0077859 | 0.011864 | 0 | 0 | 0.0079417 | 0.012102 | 0 | 0 | 0.0081005 | 0.012344 | 0 | 0 | 0.0082625 | 0.01259 | 0 | 0 | 0.0084278 | 0.012842 | 0 | 0 | 0.0085963 | 0.013099 | 0 | 0 | 0.0087682 | 0.013361 | 0 | 0 | 0.0089436 | 0.013628 | 0 | 0 | 0.0091225 | 0.013901 | 0 | 0 | 0.0093049 | 0.014179 | 0 | 0 | 0.009491 | 0.014463 | 0 | 0 | 0.0096808 | 0.014752 | 0 | 0 | 0.0098745 | 0.015047 | 0 | 0 | 0.010072 | 0.015348 | 0 | 0 | 0.010273 | 0.015655 | 0 | 0 | 0.010479 | 0.015968 | 0 | 0 | 0.010688 | 0.016287 | 0 | 0 | 0.010888 | 0.016591 | 0 | 0 | 0.011091 | 0.016901 | 0 | 0 | 0.011295 | 0.017211 | 0
T&D ($/annual kWh) | 0 | 07-ESE-Education–SecondarySchool-OFF_EQ | 7 | TD:0:07-ESE-Education–SecondarySchool-OFF_EQ:7 | 0 | 0.0060213 | 0.0091754 | 0 | 0 | 0.0061418 | 0.0093589 | 0 | 0 | 0.0062646 | 0.0095461 | 0 | 0 | 0.0063899 | 0.009737 | 0 | 0 | 0.0065177 | 0.0099317 | 0 | 0 | 0.006648 | 0.01013 | 0 | 0 | 0.006781 | 0.010333 | 0 | 0 | 0.0069166 | 0.01054 | 0 | 0 | 0.007055 | 0.01075 | 0 | 0 | 0.0071961 | 0.010965 | 0 | 0 | 0.00734 | 0.011185 | 0 | 0 | 0.0074868 | 0.011408 | 0 | 0 | 0.0076365 | 0.011637 | 0 | 0 | 0.0077892 | 0.011869 | 0 | 0 | 0.007945 | 0.012107 | 0 | 0 | 0.0081039 | 0.012349 | 0 | 0 | 0.008266 | 0.012596 | 0 | 0 | 0.0084313 | 0.012848 | 0 | 0 | 0.0085999 | 0.013105 | 0 | 0 | 0.0087719 | 0.013367 | 0 | 0 | 0.0089474 | 0.013634 | 0 | 0 | 0.0091263 | 0.013907 | 0 | 0 | 0.0092966 | 0.014166 | 0 | 0 | 0.0094704 | 0.014431 | 0 | 0 | 0.0096441 | 0.014696 | 0
T&D ($/annual kWh) | 0 | 07-ESE-Education–SecondarySchool-OFF_EQ | 10 | TD:0:07-ESE-Education–SecondarySchool-OFF_EQ:10 | 0 | 0.0064402 | 0.0098136 | 0 | 0 | 0.006569 | 0.01001 | 0 | 0 | 0.0067004 | 0.01021 | 0 | 0 | 0.0068344 | 0.010414 | 0 | 0 | 0.0069711 | 0.010623 | 0 | 0 | 0.0071105 | 0.010835 | 0 | 0 | 0.0072527 | 0.011052 | 0 | 0 | 0.0073978 | 0.011273 | 0 | 0 | 0.0075457 | 0.011498 | 0 | 0 | 0.0076966 | 0.011728 | 0 | 0 | 0.0078506 | 0.011963 | 0 | 0 | 0.0080076 | 0.012202 | 0 | 0 | 0.0081677 | 0.012446 | 0 | 0 | 0.0083311 | 0.012695 | 0 | 0 | 0.0084977 | 0.012949 | 0 | 0 | 0.0086677 | 0.013208 | 0 | 0 | 0.008841 | 0.013472 | 0 | 0 | 0.0090178 | 0.013741 | 0 | 0 | 0.0091982 | 0.014016 | 0 | 0 | 0.0093821 | 0.014297 | 0 | 0 | 0.0095698 | 0.014583 | 0 | 0 | 0.0097612 | 0.014874 | 0 | 0 | 0.0099433 | 0.015152 | 0 | 0 | 0.010129 | 0.015435 | 0 | 0 | 0.010315 | 0.015718 | 0
T&D ($/annual kWh) | 0 | 07-ESE-Education–SecondarySchool-OFF_EQ | 14 | TD:0:07-ESE-Education–SecondarySchool-OFF_EQ:14 | 0 | 0.0064665 | 0.0098538 | 0 | 0 | 0.0065959 | 0.010051 | 0 | 0 | 0.0067278 | 0.010252 | 0 | 0 | 0.0068624 | 0.010457 | 0 | 0 | 0.0069996 | 0.010666 | 0 | 0 | 0.0071396 | 0.010879 | 0 | 0 | 0.0072824 | 0.011097 | 0 | 0 | 0.007428 | 0.011319 | 0 | 0 | 0.0075766 | 0.011545 | 0 | 0 | 0.0077281 | 0.011776 | 0 | 0 | 0.0078827 | 0.012012 | 0 | 0 | 0.0080403 | 0.012252 | 0 | 0 | 0.0082011 | 0.012497 | 0 | 0 | 0.0083652 | 0.012747 | 0 | 0 | 0.0085325 | 0.013002 | 0 | 0 | 0.0087031 | 0.013262 | 0 | 0 | 0.0088772 | 0.013527 | 0 | 0 | 0.0090547 | 0.013798 | 0 | 0 | 0.0092358 | 0.014074 | 0 | 0 | 0.0094205 | 0.014355 | 0 | 0 | 0.009609 | 0.014642 | 0 | 0 | 0.0098011 | 0.014935 | 0 | 0 | 0.009984 | 0.015214 | 0 | 0 | 0.010171 | 0.015498 | 0 | 0 | 0.010357 | 0.015782 | 0
T&D ($/annual kWh) | 0 | 07-ESE-Education–SecondarySchool-OFF_EQ | 15 | TD:0:07-ESE-Education–SecondarySchool-OFF_EQ:15 | 0 | 0.0064277 | 0.009794 | 0 | 0 | 0.0065562 | 0.0099899 | 0 | 0 | 0.0066873 | 0.01019 | 0 | 0 | 0.0068211 | 0.010394 | 0 | 0 | 0.0069575 | 0.010601 | 0 | 0 | 0.0070967 | 0.010813 | 0 | 0 | 0.0072386 | 0.01103 | 0 | 0 | 0.0073834 | 0.01125 | 0 | 0 | 0.007531 | 0.011475 | 0 | 0 | 0.0076816 | 0.011705 | 0 | 0 | 0.0078353 | 0.011939 | 0 | 0 | 0.007992 | 0.012178 | 0 | 0 | 0.0081518 | 0.012421 | 0 | 0 | 0.0083149 | 0.01267 | 0 | 0 | 0.0084812 | 0.012923 | 0 | 0 | 0.0086508 | 0.013181 | 0 | 0 | 0.0088238 | 0.013445 | 0 | 0 | 0.0090003 | 0.013714 | 0 | 0 | 0.0091803 | 0.013988 | 0 | 0 | 0.0093639 | 0.014268 | 0 | 0 | 0.0095512 | 0.014553 | 0 | 0 | 0.0097422 | 0.014844 | 0 | 0 | 0.009924 | 0.015121 | 0 | 0 | 0.010109 | 0.015404 | 0 | 0 | 0.010295 | 0.015687 | 0
T&D ($/annual kWh) | 0 | 07-ESE-Education–SecondarySchool-OFF_EQ | SYSTEM | TD:0:07-ESE-Education–SecondarySchool-OFF_EQ:SYSTEM | 0 | 0.0060213 | 0.0091754 | 0 | 0 | 0.0061418 | 0.0093589 | 0 | 0 | 0.0062646 | 0.0095461 | 0 | 0 | 0.0063899 | 0.009737 | 0 | 0 | 0.0065177 | 0.0099317 | 0 | 0 | 0.006648 | 0.01013 | 0 | 0 | 0.006781 | 0.010333 | 0 | 0 | 0.0069166 | 0.01054 | 0 | 0 | 0.007055 | 0.01075 | 0 | 0 | 0.0071961 | 0.010965 | 0 | 0 | 0.00734 | 0.011185 | 0 | 0 | 0.0074868 | 0.011408 | 0 | 0 | 0.0076365 | 0.011637 | 0 | 0 | 0.0077892 | 0.011869 | 0 | 0 | 0.007945 | 0.012107 | 0 | 0 | 0.0081039 | 0.012349 | 0 | 0 | 0.008266 | 0.012596 | 0 | 0 | 0.0084313 | 0.012848 | 0 | 0 | 0.0085999 | 0.013105 | 0 | 0 | 0.0087719 | 0.013367 | 0 | 0 | 0.0089474 | 0.013634 | 0 | 0 | 0.0091263 | 0.013907 | 0 | 0 | 0.0092966 | 0.014166 | 0 | 0 | 0.0094704 | 0.014431 | 0 | 0 | 0.0096441 | 0.014696 | 0
T&D ($/annual kWh) | 0 | 07-ESE-Education–SecondarySchool-LIT_EXT | 7 | TD:0:07-ESE-Education–SecondarySchool-LIT_EXT:7 | 0 | 0.00013225 | 0.00020153 | 0 | 0 | 0.0001349 | 0.00020556 | 0 | 0 | 0.00013759 | 0.00020967 | 0 | 0 | 0.00014035 | 0.00021386 | 0 | 0 | 0.00014315 | 0.00021814 | 0 | 0 | 0.00014602 | 0.0002225 | 0 | 0 | 0.00014894 | 0.00022695 | 0 | 0 | 0.00015191 | 0.00023149 | 0 | 0 | 0.00015495 | 0.00023612 | 0 | 0 | 0.00015805 | 0.00024084 | 0 | 0 | 0.00016121 | 0.00024566 | 0 | 0 | 0.00016444 | 0.00025057 | 0 | 0 | 0.00016773 | 0.00025558 | 0 | 0 | 0.00017108 | 0.00026069 | 0 | 0 | 0.0001745 | 0.00026591 | 0 | 0 | 0.00017799 | 0.00027123 | 0 | 0 | 0.00018155 | 0.00027665 | 0 | 0 | 0.00018518 | 0.00028218 | 0 | 0 | 0.00018889 | 0.00028783 | 0 | 0 | 0.00019266 | 0.00029358 | 0 | 0 | 0.00019652 | 0.00029946 | 0 | 0 | 0.00020045 | 0.00030545 | 0 | 0 | 0.00020419 | 0.00031114 | 0 | 0 | 0.000208 | 0.00031696 | 0 | 0 | 0.00021182 | 0.00032277 | 0
T&D ($/annual kWh) | 0 | 07-ESE-Education–SecondarySchool-LIT_EXT | 10 | TD:0:07-ESE-Education–SecondarySchool-LIT_EXT:10 | 0 | 0.00014347 | 0.00021863 | 0 | 0 | 0.00014634 | 0.000223 | 0 | 0 | 0.00014927 | 0.00022746 | 0 | 0 | 0.00015226 | 0.00023201 | 0 | 0 | 0.0001553 | 0.00023665 | 0 | 0 | 0.00015841 | 0.00024138 | 0 | 0 | 0.00016158 | 0.00024621 | 0 | 0 | 0.00016481 | 0.00025113 | 0 | 0 | 0.0001681 | 0.00025616 | 0 | 0 | 0.00017147 | 0.00026128 | 0 | 0 | 0.00017489 | 0.00026651 | 0 | 0 | 0.00017839 | 0.00027184 | 0 | 0 | 0.00018196 | 0.00027727 | 0 | 0 | 0.0001856 | 0.00028282 | 0 | 0 | 0.00018931 | 0.00028847 | 0 | 0 | 0.0001931 | 0.00029424 | 0 | 0 | 0.00019696 | 0.00030013 | 0 | 0 | 0.0002009 | 0.00030613 | 0 | 0 | 0.00020492 | 0.00031225 | 0 | 0 | 0.00020901 | 0.0003185 | 0 | 0 | 0.0002132 | 0.00032487 | 0 | 0 | 0.00021746 | 0.00033137 | 0 | 0 | 0.00022152 | 0.00033755 | 0 | 0 | 0.00022566 | 0.00034386 | 0 | 0 | 0.0002298 | 0.00035017 | 0
T&D ($/annual kWh) | 0 | 07-ESE-Education–SecondarySchool-LIT_EXT | 14 | TD:0:07-ESE-Education–SecondarySchool-LIT_EXT:14 | 0 | 0.00014418 | 0.0002197 | 0 | 0 | 0.00014706 | 0.0002241 | 0 | 0 | 0.00015001 | 0.00022858 | 0 | 0 | 0.00015301 | 0.00023315 | 0 | 0 | 0.00015607 | 0.00023781 | 0 | 0 | 0.00015919 | 0.00024257 | 0 | 0 | 0.00016237 | 0.00024742 | 0 | 0 | 0.00016562 | 0.00025237 | 0 | 0 | 0.00016893 | 0.00025742 | 0 | 0 | 0.00017231 | 0.00026257 | 0 | 0 | 0.00017576 | 0.00026782 | 0 | 0 | 0.00017927 | 0.00027317 | 0 | 0 | 0.00018286 | 0.00027864 | 0 | 0 | 0.00018651 | 0.00028421 | 0 | 0 | 0.00019024 | 0.00028989 | 0 | 0 | 0.00019405 | 0.00029569 | 0 | 0 | 0.00019793 | 0.00030161 | 0 | 0 | 0.00020189 | 0.00030764 | 0 | 0 | 0.00020593 | 0.00031379 | 0 | 0 | 0.00021004 | 0.00032007 | 0 | 0 | 0.00021424 | 0.00032647 | 0 | 0 | 0.00021853 | 0.000333 | 0 | 0 | 0.00022261 | 0.00033921 | 0 | 0 | 0.00022677 | 0.00034555 | 0 | 0 | 0.00023093 | 0.00035189 | 0
T&D ($/annual kWh) | 0 | 07-ESE-Education–SecondarySchool-LIT_EXT | 15 | TD:0:07-ESE-Education–SecondarySchool-LIT_EXT:15 | 0 | 0.00019978 | 0.00030279 | 0 | 0 | 0.00020378 | 0.00030885 | 0 | 0 | 0.00020785 | 0.00031503 | 0 | 0 | 0.00021201 | 0.00032133 | 0 | 0 | 0.00021625 | 0.00032775 | 0 | 0 | 0.00022057 | 0.00033431 | 0 | 0 | 0.00022499 | 0.000341 | 0 | 0 | 0.00022949 | 0.00034782 | 0 | 0 | 0.00023408 | 0.00035477 | 0 | 0 | 0.00023876 | 0.00036187 | 0 | 0 | 0.00024353 | 0.0003691 | 0 | 0 | 0.0002484 | 0.00037649 | 0 | 0 | 0.00025337 | 0.00038402 | 0 | 0 | 0.00025844 | 0.0003917 | 0 | 0 | 0.00026361 | 0.00039953 | 0 | 0 | 0.00026888 | 0.00040752 | 0 | 0 | 0.00027426 | 0.00041567 | 0 | 0 | 0.00027974 | 0.00042399 | 0 | 0 | 0.00028534 | 0.00043246 | 0 | 0 | 0.00029104 | 0.00044111 | 0 | 0 | 0.00029686 | 0.00044994 | 0 | 0 | 0.0003028 | 0.00045894 | 0 | 0 | 0.00030845 | 0.0004675 | 0 | 0 | 0.00031422 | 0.00047624 | 0 | 0 | 0.00031998 | 0.00048497 | 0
T&D ($/annual kWh) | 0 | 07-ESE-Education–SecondarySchool-LIT_EXT | SYSTEM | TD:0:07-ESE-Education–SecondarySchool-LIT_EXT:SYSTEM | 0 | 0.00013225 | 0.00020153 | 0 | 0 | 0.0001349 | 0.00020556 | 0 | 0 | 0.00013759 | 0.00020967 | 0 | 0 | 0.00014035 | 0.00021386 | 0 | 0 | 0.00014315 | 0.00021814 | 0 | 0 | 0.00014602 | 0.0002225 | 0 | 0 | 0.00014894 | 0.00022695 | 0 | 0 | 0.00015191 | 0.00023149 | 0 | 0 | 0.00015495 | 0.00023612 | 0 | 0 | 0.00015805 | 0.00024084 | 0 | 0 | 0.00016121 | 0.00024566 | 0 | 0 | 0.00016444 | 0.00025057 | 0 | 0 | 0.00016773 | 0.00025558 | 0 | 0 | 0.00017108 | 0.00026069 | 0 | 0 | 0.0001745 | 0.00026591 | 0 | 0 | 0.00017799 | 0.00027123 | 0 | 0 | 0.00018155 | 0.00027665 | 0 | 0 | 0.00018518 | 0.00028218 | 0 | 0 | 0.00018889 | 0.00028783 | 0 | 0 | 0.00019266 | 0.00029358 | 0 | 0 | 0.00019652 | 0.00029946 | 0 | 0 | 0.00020045 | 0.00030545 | 0 | 0 | 0.00020419 | 0.00031114 | 0 | 0 | 0.000208 | 0.00031696 | 0 | 0 | 0.00021182 | 0.00032277 | 0
T&D ($/annual kWh) | 0 | 07-ESE-Education–SecondarySchool-REFG | 7 | TD:0:07-ESE-Education–SecondarySchool-REFG:7 | 0 | 0.0044667 | 0.0068064 | 0 | 0 | 0.004556 | 0.0069425 | 0 | 0 | 0.0046471 | 0.0070813 | 0 | 0 | 0.0047401 | 0.007223 | 0 | 0 | 0.0048349 | 0.0073674 | 0 | 0 | 0.0049316 | 0.0075148 | 0 | 0 | 0.0050302 | 0.0076651 | 0 | 0 | 0.0051308 | 0.0078184 | 0 | 0 | 0.0052334 | 0.0079747 | 0 | 0 | 0.0053381 | 0.0081342 | 0 | 0 | 0.0054449 | 0.0082969 | 0 | 0 | 0.0055538 | 0.0084629 | 0 | 0 | 0.0056648 | 0.0086321 | 0 | 0 | 0.0057781 | 0.0088048 | 0 | 0 | 0.0058937 | 0.0089809 | 0 | 0 | 0.0060116 | 0.0091605 | 0 | 0 | 0.0061318 | 0.0093437 | 0 | 0 | 0.0062544 | 0.0095306 | 0 | 0 | 0.0063795 | 0.0097212 | 0 | 0 | 0.0065071 | 0.0099156 | 0 | 0 | 0.0066372 | 0.010114 | 0 | 0 | 0.00677 | 0.010316 | 0 | 0 | 0.0068963 | 0.010509 | 0 | 0 | 0.0070252 | 0.010705 | 0 | 0 | 0.0071541 | 0.010901 | 0
T&D ($/annual kWh) | 0 | 07-ESE-Education–SecondarySchool-REFG | 10 | TD:0:07-ESE-Education–SecondarySchool-REFG:10 | 0 | 0.0048308 | 0.0073612 | 0 | 0 | 0.0049274 | 0.0075084 | 0 | 0 | 0.0050259 | 0.0076585 | 0 | 0 | 0.0051264 | 0.0078117 | 0 | 0 | 0.005229 | 0.0079679 | 0 | 0 | 0.0053335 | 0.0081273 | 0 | 0 | 0.0054402 | 0.0082899 | 0 | 0 | 0.005549 | 0.0084556 | 0 | 0 | 0.00566 | 0.0086248 | 0 | 0 | 0.0057732 | 0.0087973 | 0 | 0 | 0.0058887 | 0.0089732 | 0 | 0 | 0.0060064 | 0.0091527 | 0 | 0 | 0.0061266 | 0.0093357 | 0 | 0 | 0.0062491 | 0.0095224 | 0 | 0 | 0.0063741 | 0.0097129 | 0 | 0 | 0.0065016 | 0.0099071 | 0 | 0 | 0.0066316 | 0.010105 | 0 | 0 | 0.0067642 | 0.010307 | 0 | 0 | 0.0068995 | 0.010514 | 0 | 0 | 0.0070375 | 0.010724 | 0 | 0 | 0.0071782 | 0.010938 | 0 | 0 | 0.0073218 | 0.011157 | 0 | 0 | 0.0074584 | 0.011365 | 0 | 0 | 0.0075978 | 0.011578 | 0 | 0 | 0.0077372 | 0.01179 | 0
T&D ($/annual kWh) | 0 | 07-ESE-Education–SecondarySchool-REFG | 14 | TD:0:07-ESE-Education–SecondarySchool-REFG:14 | 0 | 0.0048537 | 0.0073961 | 0 | 0 | 0.0049507 | 0.007544 | 0 | 0 | 0.0050498 | 0.0076949 | 0 | 0 | 0.0051507 | 0.0078488 | 0 | 0 | 0.0052538 | 0.0080057 | 0 | 0 | 0.0053588 | 0.0081658 | 0 | 0 | 0.005466 | 0.0083292 | 0 | 0 | 0.0055753 | 0.0084957 | 0 | 0 | 0.0056868 | 0.0086657 | 0 | 0 | 0.0058006 | 0.008839 | 0 | 0 | 0.0059166 | 0.0090158 | 0 | 0 | 0.0060349 | 0.0091961 | 0 | 0 | 0.0061556 | 0.00938 | 0 | 0 | 0.0062787 | 0.0095676 | 0 | 0 | 0.0064043 | 0.0097589 | 0 | 0 | 0.0065324 | 0.0099541 | 0 | 0 | 0.006663 | 0.010153 | 0 | 0 | 0.0067963 | 0.010356 | 0 | 0 | 0.0069322 | 0.010563 | 0 | 0 | 0.0070709 | 0.010775 | 0 | 0 | 0.0072123 | 0.01099 | 0 | 0 | 0.0073565 | 0.01121 | 0 | 0 | 0.0074938 | 0.011419 | 0 | 0 | 0.0076339 | 0.011633 | 0 | 0 | 0.0077739 | 0.011846 | 0
T&D ($/annual kWh) | 0 | 07-ESE-Education–SecondarySchool-REFG | 15 | TD:0:07-ESE-Education–SecondarySchool-REFG:15 | 0 | 0.0048417 | 0.0073772 | 0 | 0 | 0.0049386 | 0.0075247 | 0 | 0 | 0.0050373 | 0.0076752 | 0 | 0 | 0.0051381 | 0.0078287 | 0 | 0 | 0.0052409 | 0.0079853 | 0 | 0 | 0.0053457 | 0.008145 | 0 | 0 | 0.0054526 | 0.0083079 | 0 | 0 | 0.0055616 | 0.0084741 | 0 | 0 | 0.0056729 | 0.0086436 | 0 | 0 | 0.0057863 | 0.0088164 | 0 | 0 | 0.0059021 | 0.0089928 | 0 | 0 | 0.0060201 | 0.0091726 | 0 | 0 | 0.0061405 | 0.0093561 | 0 | 0 | 0.0062633 | 0.0095432 | 0 | 0 | 0.0063886 | 0.0097341 | 0 | 0 | 0.0065163 | 0.0099287 | 0 | 0 | 0.0066467 | 0.010127 | 0 | 0 | 0.0067796 | 0.01033 | 0 | 0 | 0.0069152 | 0.010536 | 0 | 0 | 0.0070535 | 0.010747 | 0 | 0 | 0.0071946 | 0.010962 | 0 | 0 | 0.0073385 | 0.011181 | 0 | 0 | 0.0074754 | 0.01139 | 0 | 0 | 0.0076151 | 0.011603 | 0 | 0 | 0.0077548 | 0.011816 | 0
T&D ($/annual kWh) | 0 | 07-ESE-Education–SecondarySchool-REFG | SYSTEM | TD:0:07-ESE-Education–SecondarySchool-REFG:SYSTEM | 0 | 0.0044667 | 0.0068064 | 0 | 0 | 0.004556 | 0.0069425 | 0 | 0 | 0.0046471 | 0.0070813 | 0 | 0 | 0.0047401 | 0.007223 | 0 | 0 | 0.0048349 | 0.0073674 | 0 | 0 | 0.0049316 | 0.0075148 | 0 | 0 | 0.0050302 | 0.0076651 | 0 | 0 | 0.0051308 | 0.0078184 | 0 | 0 | 0.0052334 | 0.0079747 | 0 | 0 | 0.0053381 | 0.0081342 | 0 | 0 | 0.0054449 | 0.0082969 | 0 | 0 | 0.0055538 | 0.0084629 | 0 | 0 | 0.0056648 | 0.0086321 | 0 | 0 | 0.0057781 | 0.0088048 | 0 | 0 | 0.0058937 | 0.0089809 | 0 | 0 | 0.0060116 | 0.0091605 | 0 | 0 | 0.0061318 | 0.0093437 | 0 | 0 | 0.0062544 | 0.0095306 | 0 | 0 | 0.0063795 | 0.0097212 | 0 | 0 | 0.0065071 | 0.0099156 | 0 | 0 | 0.0066372 | 0.010114 | 0 | 0 | 0.00677 | 0.010316 | 0 | 0 | 0.0068963 | 0.010509 | 0 | 0 | 0.0070252 | 0.010705 | 0 | 0 | 0.0071541 | 0.010901 | 0
T&D ($/annual kWh) | 0 | 07-ESE-Education–SecondarySchool-VENT | 7 | TD:0:07-ESE-Education–SecondarySchool-VENT:7 | 0 | 0.0084629 | 0.012896 | 0 | 0 | 0.0086322 | 0.013154 | 0 | 0 | 0.0088049 | 0.013417 | 0 | 0 | 0.0089809 | 0.013685 | 0 | 0 | 0.0091606 | 0.013959 | 0 | 0 | 0.0093438 | 0.014238 | 0 | 0 | 0.0095307 | 0.014523 | 0 | 0 | 0.0097213 | 0.014813 | 0 | 0 | 0.0099157 | 0.01511 | 0 | 0 | 0.010114 | 0.015412 | 0 | 0 | 0.010316 | 0.01572 | 0 | 0 | 0.010523 | 0.016034 | 0 | 0 | 0.010733 | 0.016355 | 0 | 0 | 0.010948 | 0.016682 | 0 | 0 | 0.011167 | 0.017016 | 0 | 0 | 0.01139 | 0.017356 | 0 | 0 | 0.011618 | 0.017703 | 0 | 0 | 0.01185 | 0.018057 | 0 | 0 | 0.012087 | 0.018419 | 0 | 0 | 0.012329 | 0.018787 | 0 | 0 | 0.012575 | 0.019163 | 0 | 0 | 0.012827 | 0.019546 | 0 | 0 | 0.013066 | 0.019911 | 0 | 0 | 0.013311 | 0.020283 | 0 | 0 | 0.013555 | 0.020655 | 0
T&D ($/annual kWh) | 0 | 07-ESE-Education–SecondarySchool-VENT | 10 | TD:0:07-ESE-Education–SecondarySchool-VENT:10 | 0 | 0.0089768 | 0.013679 | 0 | 0 | 0.0091563 | 0.013953 | 0 | 0 | 0.0093395 | 0.014232 | 0 | 0 | 0.0095263 | 0.014516 | 0 | 0 | 0.0097168 | 0.014807 | 0 | 0 | 0.0099111 | 0.015103 | 0 | 0 | 0.010109 | 0.015405 | 0 | 0 | 0.010312 | 0.015713 | 0 | 0 | 0.010518 | 0.016027 | 0 | 0 | 0.010728 | 0.016348 | 0 | 0 | 0.010943 | 0.016675 | 0 | 0 | 0.011162 | 0.017008 | 0 | 0 | 0.011385 | 0.017348 | 0 | 0 | 0.011612 | 0.017695 | 0 | 0 | 0.011845 | 0.018049 | 0 | 0 | 0.012082 | 0.01841 | 0 | 0 | 0.012323 | 0.018778 | 0 | 0 | 0.01257 | 0.019154 | 0 | 0 | 0.012821 | 0.019537 | 0 | 0 | 0.013078 | 0.019928 | 0 | 0 | 0.013339 | 0.020326 | 0 | 0 | 0.013606 | 0.020733 | 0 | 0 | 0.01386 | 0.02112 | 0 | 0 | 0.014119 | 0.021514 | 0 | 0 | 0.014378 | 0.021909 | 0
T&D ($/annual kWh) | 0 | 07-ESE-Education–SecondarySchool-VENT | 14 | TD:0:07-ESE-Education–SecondarySchool-VENT:14 | 0 | 0.0090091 | 0.013728 | 0 | 0 | 0.0091893 | 0.014003 | 0 | 0 | 0.0093731 | 0.014283 | 0 | 0 | 0.0095606 | 0.014569 | 0 | 0 | 0.0097518 | 0.01486 | 0 | 0 | 0.0099468 | 0.015157 | 0 | 0 | 0.010146 | 0.01546 | 0 | 0 | 0.010349 | 0.015769 | 0 | 0 | 0.010556 | 0.016085 | 0 | 0 | 0.010767 | 0.016407 | 0 | 0 | 0.010982 | 0.016735 | 0 | 0 | 0.011202 | 0.017069 | 0 | 0 | 0.011426 | 0.017411 | 0 | 0 | 0.011654 | 0.017759 | 0 | 0 | 0.011887 | 0.018114 | 0 | 0 | 0.012125 | 0.018476 | 0 | 0 | 0.012368 | 0.018846 | 0 | 0 | 0.012615 | 0.019223 | 0 | 0 | 0.012867 | 0.019607 | 0 | 0 | 0.013125 | 0.019999 | 0 | 0 | 0.013387 | 0.020399 | 0 | 0 | 0.013655 | 0.020807 | 0 | 0 | 0.01391 | 0.021196 | 0 | 0 | 0.01417 | 0.021592 | 0 | 0 | 0.01443 | 0.021988 | 0
T&D ($/annual kWh) | 0 | 07-ESE-Education–SecondarySchool-VENT | 15 | TD:0:07-ESE-Education–SecondarySchool-VENT:15 | 0 | 0.0089292 | 0.013606 | 0 | 0 | 0.0091078 | 0.013878 | 0 | 0 | 0.00929 | 0.014156 | 0 | 0 | 0.0094758 | 0.014439 | 0 | 0 | 0.0096653 | 0.014728 | 0 | 0 | 0.0098586 | 0.015022 | 0 | 0 | 0.010056 | 0.015323 | 0 | 0 | 0.010257 | 0.015629 | 0 | 0 | 0.010462 | 0.015942 | 0 | 0 | 0.010671 | 0.016261 | 0 | 0 | 0.010885 | 0.016586 | 0 | 0 | 0.011102 | 0.016918 | 0 | 0 | 0.011324 | 0.017256 | 0 | 0 | 0.011551 | 0.017601 | 0 | 0 | 0.011782 | 0.017953 | 0 | 0 | 0.012018 | 0.018312 | 0 | 0 | 0.012258 | 0.018679 | 0 | 0 | 0.012503 | 0.019052 | 0 | 0 | 0.012753 | 0.019433 | 0 | 0 | 0.013008 | 0.019822 | 0 | 0 | 0.013268 | 0.020218 | 0 | 0 | 0.013534 | 0.020623 | 0 | 0 | 0.013786 | 0.021007 | 0 | 0 | 0.014044 | 0.0214 | 0 | 0 | 0.014302 | 0.021793 | 0
T&D ($/annual kWh) | 0 | 07-ESE-Education–SecondarySchool-VENT | SYSTEM | TD:0:07-ESE-Education–SecondarySchool-VENT:SYSTEM | 0 | 0.0084629 | 0.012896 | 0 | 0 | 0.0086322 | 0.013154 | 0 | 0 | 0.0088049 | 0.013417 | 0 | 0 | 0.0089809 | 0.013685 | 0 | 0 | 0.0091606 | 0.013959 | 0 | 0 | 0.0093438 | 0.014238 | 0 | 0 | 0.0095307 | 0.014523 | 0 | 0 | 0.0097213 | 0.014813 | 0 | 0 | 0.0099157 | 0.01511 | 0 | 0 | 0.010114 | 0.015412 | 0 | 0 | 0.010316 | 0.01572 | 0 | 0 | 0.010523 | 0.016034 | 0 | 0 | 0.010733 | 0.016355 | 0 | 0 | 0.010948 | 0.016682 | 0 | 0 | 0.011167 | 0.017016 | 0 | 0 | 0.01139 | 0.017356 | 0 | 0 | 0.011618 | 0.017703 | 0 | 0 | 0.01185 | 0.018057 | 0 | 0 | 0.012087 | 0.018419 | 0 | 0 | 0.012329 | 0.018787 | 0 | 0 | 0.012575 | 0.019163 | 0 | 0 | 0.012827 | 0.019546 | 0 | 0 | 0.013066 | 0.019911 | 0 | 0 | 0.013311 | 0.020283 | 0 | 0 | 0.013555 | 0.020655 | 0
T&D ($/annual kWh) | 0 | 08-EUN-Education–University-COOL | 7 | TD:0:08-EUN-Education–University-COOL:7 | 0 | 0.015182 | 0.023134 | 0 | 0 | 0.015486 | 0.023597 | 0 | 0 | 0.015795 | 0.024069 | 0 | 0 | 0.016111 | 0.02455 | 0 | 0 | 0.016433 | 0.025041 | 0 | 0 | 0.016762 | 0.025542 | 0 | 0 | 0.017097 | 0.026053 | 0 | 0 | 0.017439 | 0.026574 | 0 | 0 | 0.017788 | 0.027106 | 0 | 0 | 0.018144 | 0.027648 | 0 | 0 | 0.018507 | 0.028201 | 0 | 0 | 0.018877 | 0.028765 | 0 | 0 | 0.019254 | 0.02934 | 0 | 0 | 0.019639 | 0.029927 | 0 | 0 | 0.020032 | 0.030525 | 0 | 0 | 0.020433 | 0.031136 | 0 | 0 | 0.020841 | 0.031758 | 0 | 0 | 0.021258 | 0.032394 | 0 | 0 | 0.021683 | 0.033041 | 0 | 0 | 0.022117 | 0.033702 | 0 | 0 | 0.022559 | 0.034376 | 0 | 0 | 0.023011 | 0.035064 | 0 | 0 | 0.02344 | 0.035718 | 0 | 0 | 0.023878 | 0.036386 | 0 | 0 | 0.024316 | 0.037053 | 0
T&D ($/annual kWh) | 0 | 08-EUN-Education–University-COOL | 10 | TD:0:08-EUN-Education–University-COOL:10 | 0 | 0.017291 | 0.026348 | 0 | 0 | 0.017636 | 0.026875 | 0 | 0 | 0.017989 | 0.027412 | 0 | 0 | 0.018349 | 0.02796 | 0 | 0 | 0.018716 | 0.02852 | 0 | 0 | 0.01909 | 0.02909 | 0 | 0 | 0.019472 | 0.029672 | 0 | 0 | 0.019862 | 0.030265 | 0 | 0 | 0.020259 | 0.03087 | 0 | 0 | 0.020664 | 0.031488 | 0 | 0 | 0.021077 | 0.032118 | 0 | 0 | 0.021499 | 0.03276 | 0 | 0 | 0.021929 | 0.033415 | 0 | 0 | 0.022367 | 0.034083 | 0 | 0 | 0.022815 | 0.034765 | 0 | 0 | 0.023271 | 0.03546 | 0 | 0 | 0.023736 | 0.03617 | 0 | 0 | 0.024211 | 0.036893 | 0 | 0 | 0.024695 | 0.037631 | 0 | 0 | 0.025189 | 0.038384 | 0 | 0 | 0.025693 | 0.039151 | 0 | 0 | 0.026207 | 0.039934 | 0 | 0 | 0.026696 | 0.040679 | 0 | 0 | 0.027195 | 0.04144 | 0 | 0 | 0.027694 | 0.0422 | 0
T&D ($/annual kWh) | 0 | 08-EUN-Education–University-COOL | 14 | TD:0:08-EUN-Education–University-COOL:14 | 0 | 0.017423 | 0.02655 | 0 | 0 | 0.017772 | 0.027081 | 0 | 0 | 0.018127 | 0.027622 | 0 | 0 | 0.01849 | 0.028175 | 0 | 0 | 0.01886 | 0.028738 | 0 | 0 | 0.019237 | 0.029313 | 0 | 0 | 0.019622 | 0.029899 | 0 | 0 | 0.020014 | 0.030497 | 0 | 0 | 0.020414 | 0.031107 | 0 | 0 | 0.020822 | 0.03173 | 0 | 0 | 0.021239 | 0.032364 | 0 | 0 | 0.021664 | 0.033011 | 0 | 0 | 0.022097 | 0.033672 | 0 | 0 | 0.022539 | 0.034345 | 0 | 0 | 0.02299 | 0.035032 | 0 | 0 | 0.02345 | 0.035733 | 0 | 0 | 0.023919 | 0.036447 | 0 | 0 | 0.024397 | 0.037176 | 0 | 0 | 0.024885 | 0.03792 | 0 | 0 | 0.025383 | 0.038678 | 0 | 0 | 0.02589 | 0.039452 | 0 | 0 | 0.026408 | 0.040241 | 0 | 0 | 0.026901 | 0.040992 | 0 | 0 | 0.027403 | 0.041758 | 0 | 0 | 0.027906 | 0.042524 | 0
T&D ($/annual kWh) | 0 | 08-EUN-Education–University-COOL | 15 | TD:0:08-EUN-Education–University-COOL:15 | 0 | 0.017411 | 0.02653 | 0 | 0 | 0.017759 | 0.02706 | 0 | 0 | 0.018114 | 0.027602 | 0 | 0 | 0.018476 | 0.028154 | 0 | 0 | 0.018846 | 0.028717 | 0 | 0 | 0.019223 | 0.029291 | 0 | 0 | 0.019607 | 0.029877 | 0 | 0 | 0.019999 | 0.030474 | 0 | 0 | 0.020399 | 0.031084 | 0 | 0 | 0.020807 | 0.031706 | 0 | 0 | 0.021223 | 0.03234 | 0 | 0 | 0.021648 | 0.032986 | 0 | 0 | 0.022081 | 0.033646 | 0 | 0 | 0.022522 | 0.034319 | 0 | 0 | 0.022973 | 0.035006 | 0 | 0 | 0.023432 | 0.035706 | 0 | 0 | 0.023901 | 0.03642 | 0 | 0 | 0.024379 | 0.037148 | 0 | 0 | 0.024867 | 0.037891 | 0 | 0 | 0.025364 | 0.038649 | 0 | 0 | 0.025871 | 0.039422 | 0 | 0 | 0.026389 | 0.04021 | 0 | 0 | 0.026881 | 0.040961 | 0 | 0 | 0.027383 | 0.041726 | 0 | 0 | 0.027886 | 0.042492 | 0
T&D ($/annual kWh) | 0 | 08-EUN-Education–University-COOL | SYSTEM | TD:0:08-EUN-Education–University-COOL:SYSTEM | 0 | 0.015182 | 0.023134 | 0 | 0 | 0.015486 | 0.023597 | 0 | 0 | 0.015795 | 0.024069 | 0 | 0 | 0.016111 | 0.02455 | 0 | 0 | 0.016433 | 0.025041 | 0 | 0 | 0.016762 | 0.025542 | 0 | 0 | 0.017097 | 0.026053 | 0 | 0 | 0.017439 | 0.026574 | 0 | 0 | 0.017788 | 0.027106 | 0 | 0 | 0.018144 | 0.027648 | 0 | 0 | 0.018507 | 0.028201 | 0 | 0 | 0.018877 | 0.028765 | 0 | 0 | 0.019254 | 0.02934 | 0 | 0 | 0.019639 | 0.029927 | 0 | 0 | 0.020032 | 0.030525 | 0 | 0 | 0.020433 | 0.031136 | 0 | 0 | 0.020841 | 0.031758 | 0 | 0 | 0.021258 | 0.032394 | 0 | 0 | 0.021683 | 0.033041 | 0 | 0 | 0.022117 | 0.033702 | 0 | 0 | 0.022559 | 0.034376 | 0 | 0 | 0.023011 | 0.035064 | 0 | 0 | 0.02344 | 0.035718 | 0 | 0 | 0.023878 | 0.036386 | 0 | 0 | 0.024316 | 0.037053 | 0
T&D ($/annual kWh) | 0 | 08-EUN-Education–University-LIT_INT | 7 | TD:0:08-EUN-Education–University-LIT_INT:7 | 0 | 0.0072878 | 0.011105 | 0 | 0 | 0.0074336 | 0.011327 | 0 | 0 | 0.0075823 | 0.011554 | 0 | 0 | 0.0077339 | 0.011785 | 0 | 0 | 0.0078886 | 0.012021 | 0 | 0 | 0.0080464 | 0.012261 | 0 | 0 | 0.0082073 | 0.012506 | 0 | 0 | 0.0083714 | 0.012756 | 0 | 0 | 0.0085389 | 0.013012 | 0 | 0 | 0.0087096 | 0.013272 | 0 | 0 | 0.0088838 | 0.013537 | 0 | 0 | 0.0090615 | 0.013808 | 0 | 0 | 0.0092427 | 0.014084 | 0 | 0 | 0.0094276 | 0.014366 | 0 | 0 | 0.0096161 | 0.014653 | 0 | 0 | 0.0098085 | 0.014946 | 0 | 0 | 0.010005 | 0.015245 | 0 | 0 | 0.010205 | 0.01555 | 0 | 0 | 0.010409 | 0.015861 | 0 | 0 | 0.010617 | 0.016178 | 0 | 0 | 0.010829 | 0.016502 | 0 | 0 | 0.011046 | 0.016832 | 0 | 0 | 0.011252 | 0.017146 | 0 | 0 | 0.011462 | 0.017466 | 0 | 0 | 0.011673 | 0.017787 | 0
T&D ($/annual kWh) | 0 | 08-EUN-Education–University-LIT_INT | 10 | TD:0:08-EUN-Education–University-LIT_INT:10 | 0 | 0.008309 | 0.012661 | 0 | 0 | 0.0084752 | 0.012915 | 0 | 0 | 0.0086447 | 0.013173 | 0 | 0 | 0.0088176 | 0.013436 | 0 | 0 | 0.0089939 | 0.013705 | 0 | 0 | 0.0091738 | 0.013979 | 0 | 0 | 0.0093573 | 0.014259 | 0 | 0 | 0.0095444 | 0.014544 | 0 | 0 | 0.0097353 | 0.014835 | 0 | 0 | 0.00993 | 0.015131 | 0 | 0 | 0.010129 | 0.015434 | 0 | 0 | 0.010331 | 0.015743 | 0 | 0 | 0.010538 | 0.016058 | 0 | 0 | 0.010749 | 0.016379 | 0 | 0 | 0.010964 | 0.016706 | 0 | 0 | 0.011183 | 0.01704 | 0 | 0 | 0.011406 | 0.017381 | 0 | 0 | 0.011635 | 0.017729 | 0 | 0 | 0.011867 | 0.018083 | 0 | 0 | 0.012105 | 0.018445 | 0 | 0 | 0.012347 | 0.018814 | 0 | 0 | 0.012594 | 0.01919 | 0 | 0 | 0.012829 | 0.019548 | 0 | 0 | 0.013068 | 0.019914 | 0 | 0 | 0.013308 | 0.020279 | 0
T&D ($/annual kWh) | 0 | 08-EUN-Education–University-LIT_INT | 14 | TD:0:08-EUN-Education–University-LIT_INT:14 | 0 | 0.0083732 | 0.012759 | 0 | 0 | 0.0085407 | 0.013014 | 0 | 0 | 0.0087115 | 0.013275 | 0 | 0 | 0.0088858 | 0.01354 | 0 | 0 | 0.0090635 | 0.013811 | 0 | 0 | 0.0092447 | 0.014087 | 0 | 0 | 0.0094296 | 0.014369 | 0 | 0 | 0.0096182 | 0.014656 | 0 | 0 | 0.0098106 | 0.014949 | 0 | 0 | 0.010007 | 0.015248 | 0 | 0 | 0.010207 | 0.015553 | 0 | 0 | 0.010411 | 0.015864 | 0 | 0 | 0.010619 | 0.016182 | 0 | 0 | 0.010832 | 0.016505 | 0 | 0 | 0.011048 | 0.016836 | 0 | 0 | 0.011269 | 0.017172 | 0 | 0 | 0.011495 | 0.017516 | 0 | 0 | 0.011725 | 0.017866 | 0 | 0 | 0.011959 | 0.018223 | 0 | 0 | 0.012198 | 0.018588 | 0 | 0 | 0.012442 | 0.01896 | 0 | 0 | 0.012691 | 0.019339 | 0 | 0 | 0.012928 | 0.0197 | 0 | 0 | 0.013169 | 0.020068 | 0 | 0 | 0.013411 | 0.020436 | 0
T&D ($/annual kWh) | 0 | 08-EUN-Education–University-LIT_INT | 15 | TD:0:08-EUN-Education–University-LIT_INT:15 | 0 | 0.0083729 | 0.012758 | 0 | 0 | 0.0085403 | 0.013013 | 0 | 0 | 0.0087111 | 0.013274 | 0 | 0 | 0.0088854 | 0.013539 | 0 | 0 | 0.0090631 | 0.01381 | 0 | 0 | 0.0092443 | 0.014086 | 0 | 0 | 0.0094292 | 0.014368 | 0 | 0 | 0.0096178 | 0.014655 | 0 | 0 | 0.0098101 | 0.014948 | 0 | 0 | 0.010006 | 0.015247 | 0 | 0 | 0.010206 | 0.015552 | 0 | 0 | 0.010411 | 0.015863 | 0 | 0 | 0.010619 | 0.016181 | 0 | 0 | 0.010831 | 0.016504 | 0 | 0 | 0.011048 | 0.016834 | 0 | 0 | 0.011269 | 0.017171 | 0 | 0 | 0.011494 | 0.017514 | 0 | 0 | 0.011724 | 0.017865 | 0 | 0 | 0.011959 | 0.018222 | 0 | 0 | 0.012198 | 0.018586 | 0 | 0 | 0.012442 | 0.018958 | 0 | 0 | 0.01269 | 0.019337 | 0 | 0 | 0.012927 | 0.019698 | 0 | 0 | 0.013169 | 0.020066 | 0 | 0 | 0.01341 | 0.020434 | 0
T&D ($/annual kWh) | 0 | 08-EUN-Education–University-LIT_INT | SYSTEM | TD:0:08-EUN-Education–University-LIT_INT:SYSTEM | 0 | 0.0072878 | 0.011105 | 0 | 0 | 0.0074336 | 0.011327 | 0 | 0 | 0.0075823 | 0.011554 | 0 | 0 | 0.0077339 | 0.011785 | 0 | 0 | 0.0078886 | 0.012021 | 0 | 0 | 0.0080464 | 0.012261 | 0 | 0 | 0.0082073 | 0.012506 | 0 | 0 | 0.0083714 | 0.012756 | 0 | 0 | 0.0085389 | 0.013012 | 0 | 0 | 0.0087096 | 0.013272 | 0 | 0 | 0.0088838 | 0.013537 | 0 | 0 | 0.0090615 | 0.013808 | 0 | 0 | 0.0092427 | 0.014084 | 0 | 0 | 0.0094276 | 0.014366 | 0 | 0 | 0.0096161 | 0.014653 | 0 | 0 | 0.0098085 | 0.014946 | 0 | 0 | 0.010005 | 0.015245 | 0 | 0 | 0.010205 | 0.01555 | 0 | 0 | 0.010409 | 0.015861 | 0 | 0 | 0.010617 | 0.016178 | 0 | 0 | 0.010829 | 0.016502 | 0 | 0 | 0.011046 | 0.016832 | 0 | 0 | 0.011252 | 0.017146 | 0 | 0 | 0.011462 | 0.017466 | 0 | 0 | 0.011673 | 0.017787 | 0
T&D ($/annual kWh) | 0 | 08-EUN-Education–University-OFF_EQ | 7 | TD:0:08-EUN-Education–University-OFF_EQ:7 | 0 | 0.0055225 | 0.0084153 | 0 | 0 | 0.005633 | 0.0085836 | 0 | 0 | 0.0057456 | 0.0087552 | 0 | 0 | 0.0058605 | 0.0089303 | 0 | 0 | 0.0059777 | 0.0091089 | 0 | 0 | 0.0060973 | 0.0092911 | 0 | 0 | 0.0062192 | 0.0094769 | 0 | 0 | 0.0063436 | 0.0096665 | 0 | 0 | 0.0064705 | 0.0098598 | 0 | 0 | 0.0065999 | 0.010057 | 0 | 0 | 0.0067319 | 0.010258 | 0 | 0 | 0.0068666 | 0.010463 | 0 | 0 | 0.0070039 | 0.010673 | 0 | 0 | 0.007144 | 0.010886 | 0 | 0 | 0.0072868 | 0.011104 | 0 | 0 | 0.0074326 | 0.011326 | 0 | 0 | 0.0075812 | 0.011552 | 0 | 0 | 0.0077329 | 0.011783 | 0 | 0 | 0.0078875 | 0.012019 | 0 | 0 | 0.0080453 | 0.012259 | 0 | 0 | 0.0082062 | 0.012505 | 0 | 0 | 0.0083703 | 0.012755 | 0 | 0 | 0.0085265 | 0.012993 | 0 | 0 | 0.0086858 | 0.013236 | 0 | 0 | 0.0088452 | 0.013478 | 0
T&D ($/annual kWh) | 0 | 08-EUN-Education–University-OFF_EQ | 10 | TD:0:08-EUN-Education–University-OFF_EQ:10 | 0 | 0.0060769 | 0.00926 | 0 | 0 | 0.0061984 | 0.0094452 | 0 | 0 | 0.0063224 | 0.0096341 | 0 | 0 | 0.0064489 | 0.0098268 | 0 | 0 | 0.0065778 | 0.010023 | 0 | 0 | 0.0067094 | 0.010224 | 0 | 0 | 0.0068436 | 0.010428 | 0 | 0 | 0.0069804 | 0.010637 | 0 | 0 | 0.0071201 | 0.01085 | 0 | 0 | 0.0072625 | 0.011067 | 0 | 0 | 0.0074077 | 0.011288 | 0 | 0 | 0.0075559 | 0.011514 | 0 | 0 | 0.007707 | 0.011744 | 0 | 0 | 0.0078611 | 0.011979 | 0 | 0 | 0.0080183 | 0.012218 | 0 | 0 | 0.0081787 | 0.012463 | 0 | 0 | 0.0083423 | 0.012712 | 0 | 0 | 0.0085091 | 0.012966 | 0 | 0 | 0.0086793 | 0.013226 | 0 | 0 | 0.0088529 | 0.01349 | 0 | 0 | 0.0090299 | 0.01376 | 0 | 0 | 0.0092105 | 0.014035 | 0 | 0 | 0.0093824 | 0.014297 | 0 | 0 | 0.0095578 | 0.014564 | 0 | 0 | 0.0097331 | 0.014831 | 0
T&D ($/annual kWh) | 0 | 08-EUN-Education–University-OFF_EQ | 14 | TD:0:08-EUN-Education–University-OFF_EQ:14 | 0 | 0.0061118 | 0.0093132 | 0 | 0 | 0.006234 | 0.0094995 | 0 | 0 | 0.0063587 | 0.0096894 | 0 | 0 | 0.0064859 | 0.0098832 | 0 | 0 | 0.0066156 | 0.010081 | 0 | 0 | 0.0067479 | 0.010283 | 0 | 0 | 0.0068829 | 0.010488 | 0 | 0 | 0.0070205 | 0.010698 | 0 | 0 | 0.0071609 | 0.010912 | 0 | 0 | 0.0073041 | 0.01113 | 0 | 0 | 0.0074502 | 0.011353 | 0 | 0 | 0.0075992 | 0.01158 | 0 | 0 | 0.0077512 | 0.011811 | 0 | 0 | 0.0079062 | 0.012048 | 0 | 0 | 0.0080644 | 0.012289 | 0 | 0 | 0.0082257 | 0.012534 | 0 | 0 | 0.0083902 | 0.012785 | 0 | 0 | 0.008558 | 0.013041 | 0 | 0 | 0.0087291 | 0.013302 | 0 | 0 | 0.0089037 | 0.013568 | 0 | 0 | 0.0090818 | 0.013839 | 0 | 0 | 0.0092634 | 0.014116 | 0 | 0 | 0.0094363 | 0.014379 | 0 | 0 | 0.0096126 | 0.014648 | 0 | 0 | 0.009789 | 0.014917 | 0
T&D ($/annual kWh) | 0 | 08-EUN-Education–University-OFF_EQ | 15 | TD:0:08-EUN-Education–University-OFF_EQ:15 | 0 | 0.0061017 | 0.0092971 | 0 | 0 | 0.0062237 | 0.0094831 | 0 | 0 | 0.0063482 | 0.0096727 | 0 | 0 | 0.0064752 | 0.0098662 | 0 | 0 | 0.0066047 | 0.010064 | 0 | 0 | 0.0067368 | 0.010265 | 0 | 0 | 0.0068715 | 0.01047 | 0 | 0 | 0.0070089 | 0.010679 | 0 | 0 | 0.0071491 | 0.010893 | 0 | 0 | 0.0072921 | 0.011111 | 0 | 0 | 0.0074379 | 0.011333 | 0 | 0 | 0.0075867 | 0.01156 | 0 | 0 | 0.0077384 | 0.011791 | 0 | 0 | 0.0078932 | 0.012027 | 0 | 0 | 0.0080511 | 0.012267 | 0 | 0 | 0.0082121 | 0.012513 | 0 | 0 | 0.0083763 | 0.012763 | 0 | 0 | 0.0085438 | 0.013018 | 0 | 0 | 0.0087147 | 0.013279 | 0 | 0 | 0.008889 | 0.013544 | 0 | 0 | 0.0090668 | 0.013815 | 0 | 0 | 0.0092481 | 0.014091 | 0 | 0 | 0.0094207 | 0.014354 | 0 | 0 | 0.0095968 | 0.014623 | 0 | 0 | 0.0097728 | 0.014891 | 0
T&D ($/annual kWh) | 0 | 08-EUN-Education–University-OFF_EQ | SYSTEM | TD:0:08-EUN-Education–University-OFF_EQ:SYSTEM | 0 | 0.0055225 | 0.0084153 | 0 | 0 | 0.005633 | 0.0085836 | 0 | 0 | 0.0057456 | 0.0087552 | 0 | 0 | 0.0058605 | 0.0089303 | 0 | 0 | 0.0059777 | 0.0091089 | 0 | 0 | 0.0060973 | 0.0092911 | 0 | 0 | 0.0062192 | 0.0094769 | 0 | 0 | 0.0063436 | 0.0096665 | 0 | 0 | 0.0064705 | 0.0098598 | 0 | 0 | 0.0065999 | 0.010057 | 0 | 0 | 0.0067319 | 0.010258 | 0 | 0 | 0.0068666 | 0.010463 | 0 | 0 | 0.0070039 | 0.010673 | 0 | 0 | 0.007144 | 0.010886 | 0 | 0 | 0.0072868 | 0.011104 | 0 | 0 | 0.0074326 | 0.011326 | 0 | 0 | 0.0075812 | 0.011552 | 0 | 0 | 0.0077329 | 0.011783 | 0 | 0 | 0.0078875 | 0.012019 | 0 | 0 | 0.0080453 | 0.012259 | 0 | 0 | 0.0082062 | 0.012505 | 0 | 0 | 0.0083703 | 0.012755 | 0 | 0 | 0.0085265 | 0.012993 | 0 | 0 | 0.0086858 | 0.013236 | 0 | 0 | 0.0088452 | 0.013478 | 0
T&D ($/annual kWh) | 0 | 08-EUN-Education–University-LIT_EXT | 7 | TD:0:08-EUN-Education–University-LIT_EXT:7 | 0 | 0.00013728 | 0.00020919 | 0 | 0 | 0.00014003 | 0.00021337 | 0 | 0 | 0.00014283 | 0.00021764 | 0 | 0 | 0.00014568 | 0.00022199 | 0 | 0 | 0.0001486 | 0.00022643 | 0 | 0 | 0.00015157 | 0.00023096 | 0 | 0 | 0.0001546 | 0.00023558 | 0 | 0 | 0.00015769 | 0.00024029 | 0 | 0 | 0.00016085 | 0.0002451 | 0 | 0 | 0.00016406 | 0.00025 | 0 | 0 | 0.00016734 | 0.000255 | 0 | 0 | 0.00017069 | 0.0002601 | 0 | 0 | 0.0001741 | 0.0002653 | 0 | 0 | 0.00017759 | 0.00027061 | 0 | 0 | 0.00018114 | 0.00027602 | 0 | 0 | 0.00018476 | 0.00028154 | 0 | 0 | 0.00018846 | 0.00028717 | 0 | 0 | 0.00019223 | 0.00029291 | 0 | 0 | 0.00019607 | 0.00029877 | 0 | 0 | 0.00019999 | 0.00030475 | 0 | 0 | 0.00020399 | 0.00031084 | 0 | 0 | 0.00020807 | 0.00031706 | 0 | 0 | 0.00021195 | 0.00032298 | 0 | 0 | 0.00021591 | 0.00032901 | 0 | 0 | 0.00021988 | 0.00033505 | 0
T&D ($/annual kWh) | 0 | 08-EUN-Education–University-LIT_EXT | 10 | TD:0:08-EUN-Education–University-LIT_EXT:10 | 0 | 0.00014864 | 0.0002265 | 0 | 0 | 0.00015161 | 0.00023103 | 0 | 0 | 0.00015464 | 0.00023565 | 0 | 0 | 0.00015774 | 0.00024036 | 0 | 0 | 0.00016089 | 0.00024517 | 0 | 0 | 0.00016411 | 0.00025007 | 0 | 0 | 0.00016739 | 0.00025507 | 0 | 0 | 0.00017074 | 0.00026017 | 0 | 0 | 0.00017415 | 0.00026538 | 0 | 0 | 0.00017764 | 0.00027069 | 0 | 0 | 0.00018119 | 0.0002761 | 0 | 0 | 0.00018481 | 0.00028162 | 0 | 0 | 0.00018851 | 0.00028725 | 0 | 0 | 0.00019228 | 0.000293 | 0 | 0 | 0.00019613 | 0.00029886 | 0 | 0 | 0.00020005 | 0.00030484 | 0 | 0 | 0.00020405 | 0.00031093 | 0 | 0 | 0.00020813 | 0.00031715 | 0 | 0 | 0.00021229 | 0.00032349 | 0 | 0 | 0.00021654 | 0.00032996 | 0 | 0 | 0.00022087 | 0.00033656 | 0 | 0 | 0.00022529 | 0.0003433 | 0 | 0 | 0.00022949 | 0.0003497 | 0 | 0 | 0.00023378 | 0.00035624 | 0 | 0 | 0.00023807 | 0.00036277 | 0
T&D ($/annual kWh) | 0 | 08-EUN-Education–University-LIT_EXT | 14 | TD:0:08-EUN-Education–University-LIT_EXT:14 | 0 | 0.00014935 | 0.00022759 | 0 | 0 | 0.00015234 | 0.00023214 | 0 | 0 | 0.00015539 | 0.00023678 | 0 | 0 | 0.0001585 | 0.00024152 | 0 | 0 | 0.00016167 | 0.00024635 | 0 | 0 | 0.0001649 | 0.00025127 | 0 | 0 | 0.0001682 | 0.0002563 | 0 | 0 | 0.00017156 | 0.00026143 | 0 | 0 | 0.00017499 | 0.00026665 | 0 | 0 | 0.00017849 | 0.00027199 | 0 | 0 | 0.00018206 | 0.00027743 | 0 | 0 | 0.0001857 | 0.00028298 | 0 | 0 | 0.00018942 | 0.00028864 | 0 | 0 | 0.00019321 | 0.00029441 | 0 | 0 | 0.00019707 | 0.0003003 | 0 | 0 | 0.00020101 | 0.0003063 | 0 | 0 | 0.00020503 | 0.00031243 | 0 | 0 | 0.00020913 | 0.00031868 | 0 | 0 | 0.00021331 | 0.00032505 | 0 | 0 | 0.00021758 | 0.00033155 | 0 | 0 | 0.00022193 | 0.00033818 | 0 | 0 | 0.00022637 | 0.00034495 | 0 | 0 | 0.00023059 | 0.00035138 | 0 | 0 | 0.0002349 | 0.00035795 | 0 | 0 | 0.00023921 | 0.00036452 | 0
T&D ($/annual kWh) | 0 | 08-EUN-Education–University-LIT_EXT | 15 | TD:0:08-EUN-Education–University-LIT_EXT:15 | 0 | 0.00020474 | 0.00031036 | 0 | 0 | 0.00020884 | 0.00031657 | 0 | 0 | 0.00021302 | 0.0003229 | 0 | 0 | 0.00021728 | 0.00032936 | 0 | 0 | 0.00022162 | 0.00033595 | 0 | 0 | 0.00022605 | 0.00034266 | 0 | 0 | 0.00023058 | 0.00034952 | 0 | 0 | 0.00023519 | 0.00035651 | 0 | 0 | 0.00023989 | 0.00036364 | 0 | 0 | 0.00024469 | 0.00037091 | 0 | 0 | 0.00024958 | 0.00037833 | 0 | 0 | 0.00025457 | 0.0003859 | 0 | 0 | 0.00025967 | 0.00039361 | 0 | 0 | 0.00026486 | 0.00040149 | 0 | 0 | 0.00027016 | 0.00040952 | 0 | 0 | 0.00027556 | 0.00041771 | 0 | 0 | 0.00028107 | 0.00042606 | 0 | 0 | 0.00028669 | 0.00043458 | 0 | 0 | 0.00029243 | 0.00044327 | 0 | 0 | 0.00029827 | 0.00045214 | 0 | 0 | 0.00030424 | 0.00046118 | 0 | 0 | 0.00031032 | 0.00047041 | 0 | 0 | 0.00031612 | 0.00047918 | 0 | 0 | 0.00032202 | 0.00048814 | 0 | 0 | 0.00032793 | 0.00049709 | 0
T&D ($/annual kWh) | 0 | 08-EUN-Education–University-LIT_EXT | SYSTEM | TD:0:08-EUN-Education–University-LIT_EXT:SYSTEM | 0 | 0.00013728 | 0.00020919 | 0 | 0 | 0.00014003 | 0.00021337 | 0 | 0 | 0.00014283 | 0.00021764 | 0 | 0 | 0.00014568 | 0.00022199 | 0 | 0 | 0.0001486 | 0.00022643 | 0 | 0 | 0.00015157 | 0.00023096 | 0 | 0 | 0.0001546 | 0.00023558 | 0 | 0 | 0.00015769 | 0.00024029 | 0 | 0 | 0.00016085 | 0.0002451 | 0 | 0 | 0.00016406 | 0.00025 | 0 | 0 | 0.00016734 | 0.000255 | 0 | 0 | 0.00017069 | 0.0002601 | 0 | 0 | 0.0001741 | 0.0002653 | 0 | 0 | 0.00017759 | 0.00027061 | 0 | 0 | 0.00018114 | 0.00027602 | 0 | 0 | 0.00018476 | 0.00028154 | 0 | 0 | 0.00018846 | 0.00028717 | 0 | 0 | 0.00019223 | 0.00029291 | 0 | 0 | 0.00019607 | 0.00029877 | 0 | 0 | 0.00019999 | 0.00030475 | 0 | 0 | 0.00020399 | 0.00031084 | 0 | 0 | 0.00020807 | 0.00031706 | 0 | 0 | 0.00021195 | 0.00032298 | 0 | 0 | 0.00021591 | 0.00032901 | 0 | 0 | 0.00021988 | 0.00033505 | 0
T&D ($/annual kWh) | 0 | 08-EUN-Education–University-REFG | 7 | TD:0:08-EUN-Education–University-REFG:7 | 0 | 0.0048526 | 0.0073945 | 0 | 0 | 0.0049497 | 0.0075423 | 0 | 0 | 0.0050487 | 0.0076932 | 0 | 0 | 0.0051496 | 0.0078471 | 0 | 0 | 0.0052526 | 0.008004 | 0 | 0 | 0.0053577 | 0.0081641 | 0 | 0 | 0.0054648 | 0.0083274 | 0 | 0 | 0.0055741 | 0.0084939 | 0 | 0 | 0.0056856 | 0.0086638 | 0 | 0 | 0.0057993 | 0.0088371 | 0 | 0 | 0.0059153 | 0.0090138 | 0 | 0 | 0.0060336 | 0.0091941 | 0 | 0 | 0.0061543 | 0.009378 | 0 | 0 | 0.0062774 | 0.0095655 | 0 | 0 | 0.0064029 | 0.0097568 | 0 | 0 | 0.006531 | 0.009952 | 0 | 0 | 0.0066616 | 0.010151 | 0 | 0 | 0.0067948 | 0.010354 | 0 | 0 | 0.0069307 | 0.010561 | 0 | 0 | 0.0070693 | 0.010772 | 0 | 0 | 0.0072107 | 0.010988 | 0 | 0 | 0.0073549 | 0.011208 | 0 | 0 | 0.0074922 | 0.011417 | 0 | 0 | 0.0076322 | 0.01163 | 0 | 0 | 0.0077722 | 0.011843 | 0
T&D ($/annual kWh) | 0 | 08-EUN-Education–University-REFG | 10 | TD:0:08-EUN-Education–University-REFG:10 | 0 | 0.0052671 | 0.008026 | 0 | 0 | 0.0053724 | 0.0081866 | 0 | 0 | 0.0054799 | 0.0083503 | 0 | 0 | 0.0055895 | 0.0085173 | 0 | 0 | 0.0057013 | 0.0086877 | 0 | 0 | 0.0058153 | 0.0088614 | 0 | 0 | 0.0059316 | 0.0090386 | 0 | 0 | 0.0060502 | 0.0092194 | 0 | 0 | 0.0061712 | 0.0094038 | 0 | 0 | 0.0062947 | 0.0095919 | 0 | 0 | 0.0064206 | 0.0097837 | 0 | 0 | 0.006549 | 0.0099794 | 0 | 0 | 0.00668 | 0.010179 | 0 | 0 | 0.0068135 | 0.010383 | 0 | 0 | 0.0069498 | 0.01059 | 0 | 0 | 0.0070888 | 0.010802 | 0 | 0 | 0.0072306 | 0.011018 | 0 | 0 | 0.0073752 | 0.011238 | 0 | 0 | 0.0075227 | 0.011463 | 0 | 0 | 0.0076732 | 0.011692 | 0 | 0 | 0.0078266 | 0.011926 | 0 | 0 | 0.0079832 | 0.012165 | 0 | 0 | 0.0081321 | 0.012392 | 0 | 0 | 0.0082841 | 0.012623 | 0 | 0 | 0.0084361 | 0.012855 | 0
T&D ($/annual kWh) | 0 | 08-EUN-Education–University-REFG | 14 | TD:0:08-EUN-Education–University-REFG:14 | 0 | 0.0052932 | 0.0080658 | 0 | 0 | 0.005399 | 0.0082271 | 0 | 0 | 0.005507 | 0.0083917 | 0 | 0 | 0.0056172 | 0.0085595 | 0 | 0 | 0.0057295 | 0.0087307 | 0 | 0 | 0.0058441 | 0.0089053 | 0 | 0 | 0.005961 | 0.0090834 | 0 | 0 | 0.0060802 | 0.0092651 | 0 | 0 | 0.0062018 | 0.0094504 | 0 | 0 | 0.0063258 | 0.0096394 | 0 | 0 | 0.0064524 | 0.0098322 | 0 | 0 | 0.0065814 | 0.010029 | 0 | 0 | 0.006713 | 0.010229 | 0 | 0 | 0.0068473 | 0.010434 | 0 | 0 | 0.0069842 | 0.010643 | 0 | 0 | 0.0071239 | 0.010855 | 0 | 0 | 0.0072664 | 0.011073 | 0 | 0 | 0.0074117 | 0.011294 | 0 | 0 | 0.00756 | 0.01152 | 0 | 0 | 0.0077112 | 0.01175 | 0 | 0 | 0.0078654 | 0.011985 | 0 | 0 | 0.0080227 | 0.012225 | 0 | 0 | 0.0081724 | 0.012453 | 0 | 0 | 0.0083251 | 0.012686 | 0 | 0 | 0.0084779 | 0.012919 | 0
T&D ($/annual kWh) | 0 | 08-EUN-Education–University-REFG | 15 | TD:0:08-EUN-Education–University-REFG:15 | 0 | 0.0052852 | 0.0080528 | 0 | 0 | 0.0053909 | 0.0082139 | 0 | 0 | 0.0054987 | 0.0083782 | 0 | 0 | 0.0056087 | 0.0085457 | 0 | 0 | 0.0057209 | 0.0087166 | 0 | 0 | 0.0058353 | 0.008891 | 0 | 0 | 0.005952 | 0.0090688 | 0 | 0 | 0.0060711 | 0.0092502 | 0 | 0 | 0.0061925 | 0.0094352 | 0 | 0 | 0.0063163 | 0.0096239 | 0 | 0 | 0.0064427 | 0.0098164 | 0 | 0 | 0.0065715 | 0.010013 | 0 | 0 | 0.0067029 | 0.010213 | 0 | 0 | 0.006837 | 0.010417 | 0 | 0 | 0.0069737 | 0.010626 | 0 | 0 | 0.0071132 | 0.010838 | 0 | 0 | 0.0072555 | 0.011055 | 0 | 0 | 0.0074006 | 0.011276 | 0 | 0 | 0.0075486 | 0.011501 | 0 | 0 | 0.0076996 | 0.011731 | 0 | 0 | 0.0078536 | 0.011966 | 0 | 0 | 0.0080106 | 0.012205 | 0 | 0 | 0.0081601 | 0.012433 | 0 | 0 | 0.0083126 | 0.012666 | 0 | 0 | 0.0084651 | 0.012898 | 0
T&D ($/annual kWh) | 0 | 08-EUN-Education–University-REFG | SYSTEM | TD:0:08-EUN-Education–University-REFG:SYSTEM | 0 | 0.0048526 | 0.0073945 | 0 | 0 | 0.0049497 | 0.0075423 | 0 | 0 | 0.0050487 | 0.0076932 | 0 | 0 | 0.0051496 | 0.0078471 | 0 | 0 | 0.0052526 | 0.008004 | 0 | 0 | 0.0053577 | 0.0081641 | 0 | 0 | 0.0054648 | 0.0083274 | 0 | 0 | 0.0055741 | 0.0084939 | 0 | 0 | 0.0056856 | 0.0086638 | 0 | 0 | 0.0057993 | 0.0088371 | 0 | 0 | 0.0059153 | 0.0090138 | 0 | 0 | 0.0060336 | 0.0091941 | 0 | 0 | 0.0061543 | 0.009378 | 0 | 0 | 0.0062774 | 0.0095655 | 0 | 0 | 0.0064029 | 0.0097568 | 0 | 0 | 0.006531 | 0.009952 | 0 | 0 | 0.0066616 | 0.010151 | 0 | 0 | 0.0067948 | 0.010354 | 0 | 0 | 0.0069307 | 0.010561 | 0 | 0 | 0.0070693 | 0.010772 | 0 | 0 | 0.0072107 | 0.010988 | 0 | 0 | 0.0073549 | 0.011208 | 0 | 0 | 0.0074922 | 0.011417 | 0 | 0 | 0.0076322 | 0.01163 | 0 | 0 | 0.0077722 | 0.011843 | 0
T&D ($/annual kWh) | 0 | 08-EUN-Education–University-VENT | 7 | TD:0:08-EUN-Education–University-VENT:7 | 0 | 0.0074933 | 0.011418 | 0 | 0 | 0.0076432 | 0.011647 | 0 | 0 | 0.007796 | 0.01188 | 0 | 0 | 0.007952 | 0.012117 | 0 | 0 | 0.008111 | 0.01236 | 0 | 0 | 0.0082732 | 0.012607 | 0 | 0 | 0.0084387 | 0.012859 | 0 | 0 | 0.0086075 | 0.013116 | 0 | 0 | 0.0087796 | 0.013378 | 0 | 0 | 0.0089552 | 0.013646 | 0 | 0 | 0.0091343 | 0.013919 | 0 | 0 | 0.009317 | 0.014197 | 0 | 0 | 0.0095033 | 0.014481 | 0 | 0 | 0.0096934 | 0.014771 | 0 | 0 | 0.0098873 | 0.015066 | 0 | 0 | 0.010085 | 0.015368 | 0 | 0 | 0.010287 | 0.015675 | 0 | 0 | 0.010492 | 0.015988 | 0 | 0 | 0.010702 | 0.016308 | 0 | 0 | 0.010916 | 0.016634 | 0 | 0 | 0.011135 | 0.016967 | 0 | 0 | 0.011357 | 0.017306 | 0 | 0 | 0.011569 | 0.017629 | 0 | 0 | 0.011785 | 0.017959 | 0 | 0 | 0.012002 | 0.018288 | 0
T&D ($/annual kWh) | 0 | 08-EUN-Education–University-VENT | 10 | TD:0:08-EUN-Education–University-VENT:10 | 0 | 0.0084028 | 0.012804 | 0 | 0 | 0.0085709 | 0.01306 | 0 | 0 | 0.0087423 | 0.013322 | 0 | 0 | 0.0089172 | 0.013588 | 0 | 0 | 0.0090955 | 0.01386 | 0 | 0 | 0.0092774 | 0.014137 | 0 | 0 | 0.009463 | 0.01442 | 0 | 0 | 0.0096522 | 0.014708 | 0 | 0 | 0.0098453 | 0.015002 | 0 | 0 | 0.010042 | 0.015302 | 0 | 0 | 0.010243 | 0.015608 | 0 | 0 | 0.010448 | 0.015921 | 0 | 0 | 0.010657 | 0.016239 | 0 | 0 | 0.01087 | 0.016564 | 0 | 0 | 0.011087 | 0.016895 | 0 | 0 | 0.011309 | 0.017233 | 0 | 0 | 0.011535 | 0.017578 | 0 | 0 | 0.011766 | 0.017929 | 0 | 0 | 0.012001 | 0.018288 | 0 | 0 | 0.012241 | 0.018653 | 0 | 0 | 0.012486 | 0.019027 | 0 | 0 | 0.012736 | 0.019407 | 0 | 0 | 0.012974 | 0.019769 | 0 | 0 | 0.013216 | 0.020139 | 0 | 0 | 0.013458 | 0.020508 | 0
T&D ($/annual kWh) | 0 | 08-EUN-Education–University-VENT | 14 | TD:0:08-EUN-Education–University-VENT:14 | 0 | 0.0084601 | 0.012892 | 0 | 0 | 0.0086293 | 0.013149 | 0 | 0 | 0.0088019 | 0.013412 | 0 | 0 | 0.0089779 | 0.013681 | 0 | 0 | 0.0091575 | 0.013954 | 0 | 0 | 0.0093406 | 0.014233 | 0 | 0 | 0.0095274 | 0.014518 | 0 | 0 | 0.009718 | 0.014808 | 0 | 0 | 0.0099123 | 0.015104 | 0 | 0 | 0.010111 | 0.015407 | 0 | 0 | 0.010313 | 0.015715 | 0 | 0 | 0.010519 | 0.016029 | 0 | 0 | 0.010729 | 0.01635 | 0 | 0 | 0.010944 | 0.016677 | 0 | 0 | 0.011163 | 0.01701 | 0 | 0 | 0.011386 | 0.01735 | 0 | 0 | 0.011614 | 0.017697 | 0 | 0 | 0.011846 | 0.018051 | 0 | 0 | 0.012083 | 0.018412 | 0 | 0 | 0.012325 | 0.018781 | 0 | 0 | 0.012571 | 0.019156 | 0 | 0 | 0.012823 | 0.019539 | 0 | 0 | 0.013062 | 0.019904 | 0 | 0 | 0.013306 | 0.020276 | 0 | 0 | 0.01355 | 0.020648 | 0
T&D ($/annual kWh) | 0 | 08-EUN-Education–University-VENT | 15 | TD:0:08-EUN-Education–University-VENT:15 | 0 | 0.0084542 | 0.012882 | 0 | 0 | 0.0086233 | 0.01314 | 0 | 0 | 0.0087958 | 0.013402 | 0 | 0 | 0.0089717 | 0.01367 | 0 | 0 | 0.0091511 | 0.013944 | 0 | 0 | 0.0093342 | 0.014223 | 0 | 0 | 0.0095209 | 0.014507 | 0 | 0 | 0.0097113 | 0.014797 | 0 | 0 | 0.0099055 | 0.015093 | 0 | 0 | 0.010104 | 0.015395 | 0 | 0 | 0.010306 | 0.015703 | 0 | 0 | 0.010512 | 0.016017 | 0 | 0 | 0.010722 | 0.016337 | 0 | 0 | 0.010936 | 0.016664 | 0 | 0 | 0.011155 | 0.016997 | 0 | 0 | 0.011378 | 0.017337 | 0 | 0 | 0.011606 | 0.017684 | 0 | 0 | 0.011838 | 0.018038 | 0 | 0 | 0.012075 | 0.018399 | 0 | 0 | 0.012316 | 0.018767 | 0 | 0 | 0.012563 | 0.019142 | 0 | 0 | 0.012814 | 0.019525 | 0 | 0 | 0.013053 | 0.019889 | 0 | 0 | 0.013297 | 0.020261 | 0 | 0 | 0.013541 | 0.020633 | 0
T&D ($/annual kWh) | 0 | 08-EUN-Education–University-VENT | SYSTEM | TD:0:08-EUN-Education–University-VENT:SYSTEM | 0 | 0.0074933 | 0.011418 | 0 | 0 | 0.0076432 | 0.011647 | 0 | 0 | 0.007796 | 0.01188 | 0 | 0 | 0.007952 | 0.012117 | 0 | 0 | 0.008111 | 0.01236 | 0 | 0 | 0.0082732 | 0.012607 | 0 | 0 | 0.0084387 | 0.012859 | 0 | 0 | 0.0086075 | 0.013116 | 0 | 0 | 0.0087796 | 0.013378 | 0 | 0 | 0.0089552 | 0.013646 | 0 | 0 | 0.0091343 | 0.013919 | 0 | 0 | 0.009317 | 0.014197 | 0 | 0 | 0.0095033 | 0.014481 | 0 | 0 | 0.0096934 | 0.014771 | 0 | 0 | 0.0098873 | 0.015066 | 0 | 0 | 0.010085 | 0.015368 | 0 | 0 | 0.010287 | 0.015675 | 0 | 0 | 0.010492 | 0.015988 | 0 | 0 | 0.010702 | 0.016308 | 0 | 0 | 0.010916 | 0.016634 | 0 | 0 | 0.011135 | 0.016967 | 0 | 0 | 0.011357 | 0.017306 | 0 | 0 | 0.011569 | 0.017629 | 0 | 0 | 0.011785 | 0.017959 | 0 | 0 | 0.012002 | 0.018288 | 0
T&D ($/annual kWh) | 0 | 09-GRO-Grocery-COOL | 7 | TD:0:09-GRO-Grocery-COOL:7 | 0 | 0.010048 | 0.015312 | 0 | 0 | 0.010249 | 0.015618 | 0 | 0 | 0.010454 | 0.01593 | 0 | 0 | 0.010663 | 0.016249 | 0 | 0 | 0.010876 | 0.016574 | 0 | 0 | 0.011094 | 0.016905 | 0 | 0 | 0.011316 | 0.017243 | 0 | 0 | 0.011542 | 0.017588 | 0 | 0 | 0.011773 | 0.01794 | 0 | 0 | 0.012009 | 0.018299 | 0 | 0 | 0.012249 | 0.018665 | 0 | 0 | 0.012494 | 0.019038 | 0 | 0 | 0.012744 | 0.019419 | 0 | 0 | 0.012998 | 0.019807 | 0 | 0 | 0.013258 | 0.020203 | 0 | 0 | 0.013524 | 0.020607 | 0 | 0 | 0.013794 | 0.021019 | 0 | 0 | 0.01407 | 0.02144 | 0 | 0 | 0.014351 | 0.021869 | 0 | 0 | 0.014638 | 0.022306 | 0 | 0 | 0.014931 | 0.022752 | 0 | 0 | 0.01523 | 0.023207 | 0 | 0 | 0.015514 | 0.02364 | 0 | 0 | 0.015804 | 0.024082 | 0 | 0 | 0.016094 | 0.024524 | 0
T&D ($/annual kWh) | 0 | 09-GRO-Grocery-COOL | 10 | TD:0:09-GRO-Grocery-COOL:10 | 0 | 0.011226 | 0.017106 | 0 | 0 | 0.01145 | 0.017448 | 0 | 0 | 0.011679 | 0.017797 | 0 | 0 | 0.011913 | 0.018153 | 0 | 0 | 0.012151 | 0.018516 | 0 | 0 | 0.012394 | 0.018887 | 0 | 0 | 0.012642 | 0.019264 | 0 | 0 | 0.012895 | 0.01965 | 0 | 0 | 0.013153 | 0.020043 | 0 | 0 | 0.013416 | 0.020443 | 0 | 0 | 0.013684 | 0.020852 | 0 | 0 | 0.013958 | 0.021269 | 0 | 0 | 0.014237 | 0.021695 | 0 | 0 | 0.014522 | 0.022129 | 0 | 0 | 0.014812 | 0.022571 | 0 | 0 | 0.015109 | 0.023023 | 0 | 0 | 0.015411 | 0.023483 | 0 | 0 | 0.015719 | 0.023953 | 0 | 0 | 0.016033 | 0.024432 | 0 | 0 | 0.016354 | 0.02492 | 0 | 0 | 0.016681 | 0.025419 | 0 | 0 | 0.017015 | 0.025927 | 0 | 0 | 0.017332 | 0.026411 | 0 | 0 | 0.017656 | 0.026905 | 0 | 0 | 0.01798 | 0.027398 | 0
T&D ($/annual kWh) | 0 | 09-GRO-Grocery-COOL | 14 | TD:0:09-GRO-Grocery-COOL:14 | 0 | 0.0113 | 0.017219 | 0 | 0 | 0.011526 | 0.017563 | 0 | 0 | 0.011756 | 0.017915 | 0 | 0 | 0.011992 | 0.018273 | 0 | 0 | 0.012231 | 0.018638 | 0 | 0 | 0.012476 | 0.019011 | 0 | 0 | 0.012726 | 0.019391 | 0 | 0 | 0.01298 | 0.019779 | 0 | 0 | 0.01324 | 0.020175 | 0 | 0 | 0.013505 | 0.020578 | 0 | 0 | 0.013775 | 0.02099 | 0 | 0 | 0.01405 | 0.02141 | 0 | 0 | 0.014331 | 0.021838 | 0 | 0 | 0.014618 | 0.022275 | 0 | 0 | 0.01491 | 0.02272 | 0 | 0 | 0.015208 | 0.023175 | 0 | 0 | 0.015512 | 0.023638 | 0 | 0 | 0.015823 | 0.024111 | 0 | 0 | 0.016139 | 0.024593 | 0 | 0 | 0.016462 | 0.025085 | 0 | 0 | 0.016791 | 0.025587 | 0 | 0 | 0.017127 | 0.026098 | 0 | 0 | 0.017447 | 0.026585 | 0 | 0 | 0.017773 | 0.027082 | 0 | 0 | 0.018099 | 0.027579 | 0
T&D ($/annual kWh) | 0 | 09-GRO-Grocery-COOL | 15 | TD:0:09-GRO-Grocery-COOL:15 | 0 | 0.011323 | 0.017252 | 0 | 0 | 0.011549 | 0.017597 | 0 | 0 | 0.01178 | 0.017948 | 0 | 0 | 0.012016 | 0.018307 | 0 | 0 | 0.012256 | 0.018674 | 0 | 0 | 0.012501 | 0.019047 | 0 | 0 | 0.012751 | 0.019428 | 0 | 0 | 0.013006 | 0.019817 | 0 | 0 | 0.013266 | 0.020213 | 0 | 0 | 0.013532 | 0.020617 | 0 | 0 | 0.013802 | 0.02103 | 0 | 0 | 0.014078 | 0.02145 | 0 | 0 | 0.01436 | 0.021879 | 0 | 0 | 0.014647 | 0.022317 | 0 | 0 | 0.01494 | 0.022763 | 0 | 0 | 0.015239 | 0.023218 | 0 | 0 | 0.015543 | 0.023683 | 0 | 0 | 0.015854 | 0.024156 | 0 | 0 | 0.016171 | 0.024639 | 0 | 0 | 0.016495 | 0.025132 | 0 | 0 | 0.016825 | 0.025635 | 0 | 0 | 0.017161 | 0.026148 | 0 | 0 | 0.017481 | 0.026635 | 0 | 0 | 0.017808 | 0.027133 | 0 | 0 | 0.018135 | 0.027631 | 0
T&D ($/annual kWh) | 0 | 09-GRO-Grocery-COOL | SYSTEM | TD:0:09-GRO-Grocery-COOL:SYSTEM | 0 | 0.010048 | 0.015312 | 0 | 0 | 0.010249 | 0.015618 | 0 | 0 | 0.010454 | 0.01593 | 0 | 0 | 0.010663 | 0.016249 | 0 | 0 | 0.010876 | 0.016574 | 0 | 0 | 0.011094 | 0.016905 | 0 | 0 | 0.011316 | 0.017243 | 0 | 0 | 0.011542 | 0.017588 | 0 | 0 | 0.011773 | 0.01794 | 0 | 0 | 0.012009 | 0.018299 | 0 | 0 | 0.012249 | 0.018665 | 0 | 0 | 0.012494 | 0.019038 | 0 | 0 | 0.012744 | 0.019419 | 0 | 0 | 0.012998 | 0.019807 | 0 | 0 | 0.013258 | 0.020203 | 0 | 0 | 0.013524 | 0.020607 | 0 | 0 | 0.013794 | 0.021019 | 0 | 0 | 0.01407 | 0.02144 | 0 | 0 | 0.014351 | 0.021869 | 0 | 0 | 0.014638 | 0.022306 | 0 | 0 | 0.014931 | 0.022752 | 0 | 0 | 0.01523 | 0.023207 | 0 | 0 | 0.015514 | 0.02364 | 0 | 0 | 0.015804 | 0.024082 | 0 | 0 | 0.016094 | 0.024524 | 0
T&D ($/annual kWh) | 0 | 09-GRO-Grocery-LIT_INT | 7 | TD:0:09-GRO-Grocery-LIT_INT:7 | 0 | 0.0052968 | 0.0080713 | 0 | 0 | 0.0054027 | 0.0082327 | 0 | 0 | 0.0055108 | 0.0083974 | 0 | 0 | 0.005621 | 0.0085653 | 0 | 0 | 0.0057334 | 0.0087366 | 0 | 0 | 0.0058481 | 0.0089114 | 0 | 0 | 0.005965 | 0.0090896 | 0 | 0 | 0.0060843 | 0.0092714 | 0 | 0 | 0.006206 | 0.0094568 | 0 | 0 | 0.0063302 | 0.0096459 | 0 | 0 | 0.0064568 | 0.0098389 | 0 | 0 | 0.0065859 | 0.010036 | 0 | 0 | 0.0067176 | 0.010236 | 0 | 0 | 0.006852 | 0.010441 | 0 | 0 | 0.006989 | 0.01065 | 0 | 0 | 0.0071288 | 0.010863 | 0 | 0 | 0.0072714 | 0.01108 | 0 | 0 | 0.0074168 | 0.011302 | 0 | 0 | 0.0075651 | 0.011528 | 0 | 0 | 0.0077164 | 0.011758 | 0 | 0 | 0.0078707 | 0.011994 | 0 | 0 | 0.0080282 | 0.012233 | 0 | 0 | 0.008178 | 0.012462 | 0 | 0 | 0.0083308 | 0.012695 | 0 | 0 | 0.0084836 | 0.012927 | 0
T&D ($/annual kWh) | 0 | 09-GRO-Grocery-LIT_INT | 10 | TD:0:09-GRO-Grocery-LIT_INT:10 | 0 | 0.0058204 | 0.0088693 | 0 | 0 | 0.0059369 | 0.0090466 | 0 | 0 | 0.0060556 | 0.0092276 | 0 | 0 | 0.0061767 | 0.0094121 | 0 | 0 | 0.0063002 | 0.0096004 | 0 | 0 | 0.0064262 | 0.0097924 | 0 | 0 | 0.0065548 | 0.0099882 | 0 | 0 | 0.0066859 | 0.010188 | 0 | 0 | 0.0068196 | 0.010392 | 0 | 0 | 0.006956 | 0.0106 | 0 | 0 | 0.0070951 | 0.010812 | 0 | 0 | 0.007237 | 0.011028 | 0 | 0 | 0.0073817 | 0.011248 | 0 | 0 | 0.0075294 | 0.011473 | 0 | 0 | 0.00768 | 0.011703 | 0 | 0 | 0.0078336 | 0.011937 | 0 | 0 | 0.0079902 | 0.012176 | 0 | 0 | 0.00815 | 0.012419 | 0 | 0 | 0.008313 | 0.012667 | 0 | 0 | 0.0084793 | 0.012921 | 0 | 0 | 0.0086489 | 0.013179 | 0 | 0 | 0.0088219 | 0.013443 | 0 | 0 | 0.0089865 | 0.013694 | 0 | 0 | 0.0091544 | 0.01395 | 0 | 0 | 0.0093224 | 0.014206 | 0
T&D ($/annual kWh) | 0 | 09-GRO-Grocery-LIT_INT | 14 | TD:0:09-GRO-Grocery-LIT_INT:14 | 0 | 0.0058534 | 0.0089195 | 0 | 0 | 0.0059705 | 0.0090979 | 0 | 0 | 0.0060899 | 0.0092798 | 0 | 0 | 0.0062117 | 0.0094654 | 0 | 0 | 0.0063359 | 0.0096547 | 0 | 0 | 0.0064626 | 0.0098478 | 0 | 0 | 0.0065919 | 0.010045 | 0 | 0 | 0.0067237 | 0.010246 | 0 | 0 | 0.0068582 | 0.010451 | 0 | 0 | 0.0069954 | 0.01066 | 0 | 0 | 0.0071353 | 0.010873 | 0 | 0 | 0.007278 | 0.01109 | 0 | 0 | 0.0074235 | 0.011312 | 0 | 0 | 0.007572 | 0.011538 | 0 | 0 | 0.0077234 | 0.011769 | 0 | 0 | 0.0078779 | 0.012004 | 0 | 0 | 0.0080355 | 0.012245 | 0 | 0 | 0.0081962 | 0.012489 | 0 | 0 | 0.0083601 | 0.012739 | 0 | 0 | 0.0085273 | 0.012994 | 0 | 0 | 0.0086978 | 0.013254 | 0 | 0 | 0.0088718 | 0.013519 | 0 | 0 | 0.0090373 | 0.013771 | 0 | 0 | 0.0092062 | 0.014029 | 0 | 0 | 0.0093751 | 0.014286 | 0
T&D ($/annual kWh) | 0 | 09-GRO-Grocery-LIT_INT | 15 | TD:0:09-GRO-Grocery-LIT_INT:15 | 0 | 0.005851 | 0.0089149 | 0 | 0 | 0.005968 | 0.0090931 | 0 | 0 | 0.0060873 | 0.009275 | 0 | 0 | 0.0062091 | 0.0094605 | 0 | 0 | 0.0063333 | 0.0096497 | 0 | 0 | 0.0064599 | 0.0098427 | 0 | 0 | 0.0065891 | 0.01004 | 0 | 0 | 0.0067209 | 0.01024 | 0 | 0 | 0.0068553 | 0.010445 | 0 | 0 | 0.0069924 | 0.010654 | 0 | 0 | 0.0071323 | 0.010867 | 0 | 0 | 0.0072749 | 0.011084 | 0 | 0 | 0.0074204 | 0.011306 | 0 | 0 | 0.0075688 | 0.011532 | 0 | 0 | 0.0077202 | 0.011763 | 0 | 0 | 0.0078746 | 0.011998 | 0 | 0 | 0.0080321 | 0.012238 | 0 | 0 | 0.0081927 | 0.012483 | 0 | 0 | 0.0083566 | 0.012733 | 0 | 0 | 0.0085237 | 0.012987 | 0 | 0 | 0.0086942 | 0.013247 | 0 | 0 | 0.0088681 | 0.013512 | 0 | 0 | 0.0090336 | 0.013764 | 0 | 0 | 0.0092024 | 0.014021 | 0 | 0 | 0.0093712 | 0.014279 | 0
T&D ($/annual kWh) | 0 | 09-GRO-Grocery-LIT_INT | SYSTEM | TD:0:09-GRO-Grocery-LIT_INT:SYSTEM | 0 | 0.0052968 | 0.0080713 | 0 | 0 | 0.0054027 | 0.0082327 | 0 | 0 | 0.0055108 | 0.0083974 | 0 | 0 | 0.005621 | 0.0085653 | 0 | 0 | 0.0057334 | 0.0087366 | 0 | 0 | 0.0058481 | 0.0089114 | 0 | 0 | 0.005965 | 0.0090896 | 0 | 0 | 0.0060843 | 0.0092714 | 0 | 0 | 0.006206 | 0.0094568 | 0 | 0 | 0.0063302 | 0.0096459 | 0 | 0 | 0.0064568 | 0.0098389 | 0 | 0 | 0.0065859 | 0.010036 | 0 | 0 | 0.0067176 | 0.010236 | 0 | 0 | 0.006852 | 0.010441 | 0 | 0 | 0.006989 | 0.01065 | 0 | 0 | 0.0071288 | 0.010863 | 0 | 0 | 0.0072714 | 0.01108 | 0 | 0 | 0.0074168 | 0.011302 | 0 | 0 | 0.0075651 | 0.011528 | 0 | 0 | 0.0077164 | 0.011758 | 0 | 0 | 0.0078707 | 0.011994 | 0 | 0 | 0.0080282 | 0.012233 | 0 | 0 | 0.008178 | 0.012462 | 0 | 0 | 0.0083308 | 0.012695 | 0 | 0 | 0.0084836 | 0.012927 | 0
T&D ($/annual kWh) | 0 | 09-GRO-Grocery-OFF_EQ | 7 | TD:0:09-GRO-Grocery-OFF_EQ:7 | 0 | 0.0053035 | 0.0080815 | 0 | 0 | 0.0054096 | 0.0082432 | 0 | 0 | 0.0055178 | 0.008408 | 0 | 0 | 0.0056281 | 0.0085762 | 0 | 0 | 0.0057407 | 0.0087477 | 0 | 0 | 0.0058555 | 0.0089227 | 0 | 0 | 0.0059726 | 0.0091011 | 0 | 0 | 0.0060921 | 0.0092831 | 0 | 0 | 0.0062139 | 0.0094688 | 0 | 0 | 0.0063382 | 0.0096582 | 0 | 0 | 0.006465 | 0.0098514 | 0 | 0 | 0.0065942 | 0.010048 | 0 | 0 | 0.0067261 | 0.010249 | 0 | 0 | 0.0068607 | 0.010454 | 0 | 0 | 0.0069979 | 0.010663 | 0 | 0 | 0.0071378 | 0.010877 | 0 | 0 | 0.0072806 | 0.011094 | 0 | 0 | 0.0074262 | 0.011316 | 0 | 0 | 0.0075747 | 0.011542 | 0 | 0 | 0.0077262 | 0.011773 | 0 | 0 | 0.0078807 | 0.012009 | 0 | 0 | 0.0080384 | 0.012249 | 0 | 0 | 0.0081883 | 0.012477 | 0 | 0 | 0.0083414 | 0.012711 | 0 | 0 | 0.0084944 | 0.012944 | 0
T&D ($/annual kWh) | 0 | 09-GRO-Grocery-OFF_EQ | 10 | TD:0:09-GRO-Grocery-OFF_EQ:10 | 0 | 0.0058119 | 0.0088563 | 0 | 0 | 0.0059282 | 0.0090334 | 0 | 0 | 0.0060467 | 0.009214 | 0 | 0 | 0.0061677 | 0.0093983 | 0 | 0 | 0.006291 | 0.0095863 | 0 | 0 | 0.0064168 | 0.009778 | 0 | 0 | 0.0065452 | 0.0099736 | 0 | 0 | 0.0066761 | 0.010173 | 0 | 0 | 0.0068096 | 0.010377 | 0 | 0 | 0.0069458 | 0.010584 | 0 | 0 | 0.0070847 | 0.010796 | 0 | 0 | 0.0072264 | 0.011012 | 0 | 0 | 0.0073709 | 0.011232 | 0 | 0 | 0.0075183 | 0.011457 | 0 | 0 | 0.0076687 | 0.011686 | 0 | 0 | 0.0078221 | 0.011919 | 0 | 0 | 0.0079785 | 0.012158 | 0 | 0 | 0.0081381 | 0.012401 | 0 | 0 | 0.0083008 | 0.012649 | 0 | 0 | 0.0084669 | 0.012902 | 0 | 0 | 0.0086362 | 0.01316 | 0 | 0 | 0.0088089 | 0.013423 | 0 | 0 | 0.0089733 | 0.013674 | 0 | 0 | 0.009141 | 0.013929 | 0 | 0 | 0.0093087 | 0.014185 | 0
T&D ($/annual kWh) | 0 | 09-GRO-Grocery-OFF_EQ | 14 | TD:0:09-GRO-Grocery-OFF_EQ:14 | 0 | 0.0058439 | 0.008905 | 0 | 0 | 0.0059608 | 0.0090831 | 0 | 0 | 0.00608 | 0.0092648 | 0 | 0 | 0.0062016 | 0.0094501 | 0 | 0 | 0.0063256 | 0.0096391 | 0 | 0 | 0.0064521 | 0.0098318 | 0 | 0 | 0.0065812 | 0.010028 | 0 | 0 | 0.0067128 | 0.010229 | 0 | 0 | 0.0068471 | 0.010434 | 0 | 0 | 0.006984 | 0.010642 | 0 | 0 | 0.0071237 | 0.010855 | 0 | 0 | 0.0072662 | 0.011072 | 0 | 0 | 0.0074115 | 0.011294 | 0 | 0 | 0.0075597 | 0.01152 | 0 | 0 | 0.0077109 | 0.01175 | 0 | 0 | 0.0078651 | 0.011985 | 0 | 0 | 0.0080224 | 0.012225 | 0 | 0 | 0.0081829 | 0.012469 | 0 | 0 | 0.0083465 | 0.012719 | 0 | 0 | 0.0085135 | 0.012973 | 0 | 0 | 0.0086837 | 0.013232 | 0 | 0 | 0.0088574 | 0.013497 | 0 | 0 | 0.0090227 | 0.013749 | 0 | 0 | 0.0091913 | 0.014006 | 0 | 0 | 0.0093599 | 0.014263 | 0
T&D ($/annual kWh) | 0 | 09-GRO-Grocery-OFF_EQ | 15 | TD:0:09-GRO-Grocery-OFF_EQ:15 | 0 | 0.0058377 | 0.0088947 | 0 | 0 | 0.0059544 | 0.0090725 | 0 | 0 | 0.0060735 | 0.009254 | 0 | 0 | 0.006195 | 0.0094391 | 0 | 0 | 0.0063189 | 0.0096279 | 0 | 0 | 0.0064452 | 0.0098204 | 0 | 0 | 0.0065742 | 0.010017 | 0 | 0 | 0.0067056 | 0.010217 | 0 | 0 | 0.0068397 | 0.010422 | 0 | 0 | 0.0069765 | 0.01063 | 0 | 0 | 0.0071161 | 0.010843 | 0 | 0 | 0.0072584 | 0.011059 | 0 | 0 | 0.0074036 | 0.011281 | 0 | 0 | 0.0075516 | 0.011506 | 0 | 0 | 0.0077027 | 0.011736 | 0 | 0 | 0.0078567 | 0.011971 | 0 | 0 | 0.0080139 | 0.01221 | 0 | 0 | 0.0081741 | 0.012455 | 0 | 0 | 0.0083376 | 0.012704 | 0 | 0 | 0.0085044 | 0.012958 | 0 | 0 | 0.0086745 | 0.013217 | 0 | 0 | 0.0088479 | 0.013481 | 0 | 0 | 0.009013 | 0.013733 | 0 | 0 | 0.0091815 | 0.01399 | 0 | 0 | 0.0093499 | 0.014246 | 0
T&D ($/annual kWh) | 0 | 09-GRO-Grocery-OFF_EQ | SYSTEM | TD:0:09-GRO-Grocery-OFF_EQ:SYSTEM | 0 | 0.0053035 | 0.0080815 | 0 | 0 | 0.0054096 | 0.0082432 | 0 | 0 | 0.0055178 | 0.008408 | 0 | 0 | 0.0056281 | 0.0085762 | 0 | 0 | 0.0057407 | 0.0087477 | 0 | 0 | 0.0058555 | 0.0089227 | 0 | 0 | 0.0059726 | 0.0091011 | 0 | 0 | 0.0060921 | 0.0092831 | 0 | 0 | 0.0062139 | 0.0094688 | 0 | 0 | 0.0063382 | 0.0096582 | 0 | 0 | 0.006465 | 0.0098514 | 0 | 0 | 0.0065942 | 0.010048 | 0 | 0 | 0.0067261 | 0.010249 | 0 | 0 | 0.0068607 | 0.010454 | 0 | 0 | 0.0069979 | 0.010663 | 0 | 0 | 0.0071378 | 0.010877 | 0 | 0 | 0.0072806 | 0.011094 | 0 | 0 | 0.0074262 | 0.011316 | 0 | 0 | 0.0075747 | 0.011542 | 0 | 0 | 0.0077262 | 0.011773 | 0 | 0 | 0.0078807 | 0.012009 | 0 | 0 | 0.0080384 | 0.012249 | 0 | 0 | 0.0081883 | 0.012477 | 0 | 0 | 0.0083414 | 0.012711 | 0 | 0 | 0.0084944 | 0.012944 | 0
T&D ($/annual kWh) | 0 | 09-GRO-Grocery-LIT_EXT | 7 | TD:0:09-GRO-Grocery-LIT_EXT:7 | 0 | 0.0001492 | 0.00022735 | 0 | 0 | 0.00015218 | 0.00023189 | 0 | 0 | 0.00015522 | 0.00023653 | 0 | 0 | 0.00015833 | 0.00024126 | 0 | 0 | 0.00016149 | 0.00024609 | 0 | 0 | 0.00016472 | 0.00025101 | 0 | 0 | 0.00016802 | 0.00025603 | 0 | 0 | 0.00017138 | 0.00026115 | 0 | 0 | 0.00017481 | 0.00026637 | 0 | 0 | 0.0001783 | 0.0002717 | 0 | 0 | 0.00018187 | 0.00027713 | 0 | 0 | 0.00018551 | 0.00028268 | 0 | 0 | 0.00018922 | 0.00028833 | 0 | 0 | 0.000193 | 0.0002941 | 0 | 0 | 0.00019686 | 0.00029998 | 0 | 0 | 0.0002008 | 0.00030598 | 0 | 0 | 0.00020481 | 0.0003121 | 0 | 0 | 0.00020891 | 0.00031834 | 0 | 0 | 0.00021309 | 0.00032471 | 0 | 0 | 0.00021735 | 0.0003312 | 0 | 0 | 0.0002217 | 0.00033782 | 0 | 0 | 0.00022613 | 0.00034458 | 0 | 0 | 0.00023035 | 0.00035101 | 0 | 0 | 0.00023466 | 0.00035757 | 0 | 0 | 0.00023896 | 0.00036413 | 0
T&D ($/annual kWh) | 0 | 09-GRO-Grocery-LIT_EXT | 10 | TD:0:09-GRO-Grocery-LIT_EXT:10 | 0 | 0.00016199 | 0.00024685 | 0 | 0 | 0.00016523 | 0.00025179 | 0 | 0 | 0.00016854 | 0.00025682 | 0 | 0 | 0.00017191 | 0.00026196 | 0 | 0 | 0.00017535 | 0.0002672 | 0 | 0 | 0.00017886 | 0.00027254 | 0 | 0 | 0.00018243 | 0.00027799 | 0 | 0 | 0.00018608 | 0.00028355 | 0 | 0 | 0.0001898 | 0.00028922 | 0 | 0 | 0.0001936 | 0.00029501 | 0 | 0 | 0.00019747 | 0.00030091 | 0 | 0 | 0.00020142 | 0.00030693 | 0 | 0 | 0.00020545 | 0.00031306 | 0 | 0 | 0.00020956 | 0.00031933 | 0 | 0 | 0.00021375 | 0.00032571 | 0 | 0 | 0.00021802 | 0.00033223 | 0 | 0 | 0.00022238 | 0.00033887 | 0 | 0 | 0.00022683 | 0.00034565 | 0 | 0 | 0.00023137 | 0.00035256 | 0 | 0 | 0.000236 | 0.00035961 | 0 | 0 | 0.00024072 | 0.00036681 | 0 | 0 | 0.00024553 | 0.00037414 | 0 | 0 | 0.00025011 | 0.00038112 | 0 | 0 | 0.00025479 | 0.00038825 | 0 | 0 | 0.00025946 | 0.00039537 | 0
T&D ($/annual kWh) | 0 | 09-GRO-Grocery-LIT_EXT | 14 | TD:0:09-GRO-Grocery-LIT_EXT:14 | 0 | 0.0001628 | 0.00024808 | 0 | 0 | 0.00016606 | 0.00025304 | 0 | 0 | 0.00016938 | 0.0002581 | 0 | 0 | 0.00017277 | 0.00026326 | 0 | 0 | 0.00017622 | 0.00026853 | 0 | 0 | 0.00017974 | 0.0002739 | 0 | 0 | 0.00018334 | 0.00027937 | 0 | 0 | 0.00018701 | 0.00028496 | 0 | 0 | 0.00019075 | 0.00029066 | 0 | 0 | 0.00019456 | 0.00029647 | 0 | 0 | 0.00019845 | 0.0003024 | 0 | 0 | 0.00020242 | 0.00030845 | 0 | 0 | 0.00020647 | 0.00031462 | 0 | 0 | 0.0002106 | 0.00032091 | 0 | 0 | 0.00021481 | 0.00032733 | 0 | 0 | 0.00021911 | 0.00033388 | 0 | 0 | 0.00022349 | 0.00034056 | 0 | 0 | 0.00022796 | 0.00034737 | 0 | 0 | 0.00023252 | 0.00035431 | 0 | 0 | 0.00023717 | 0.0003614 | 0 | 0 | 0.00024191 | 0.00036863 | 0 | 0 | 0.00024675 | 0.000376 | 0 | 0 | 0.00025136 | 0.00038302 | 0 | 0 | 0.00025605 | 0.00039018 | 0 | 0 | 0.00026075 | 0.00039733 | 0
T&D ($/annual kWh) | 0 | 09-GRO-Grocery-LIT_EXT | 15 | TD:0:09-GRO-Grocery-LIT_EXT:15 | 0 | 0.00021839 | 0.00033115 | 0 | 0 | 0.00022276 | 0.00033777 | 0 | 0 | 0.00022722 | 0.00034453 | 0 | 0 | 0.00023176 | 0.00035142 | 0 | 0 | 0.0002364 | 0.00035845 | 0 | 0 | 0.00024112 | 0.00036562 | 0 | 0 | 0.00024595 | 0.00037293 | 0 | 0 | 0.00025086 | 0.00038039 | 0 | 0 | 0.00025588 | 0.000388 | 0 | 0 | 0.000261 | 0.00039576 | 0 | 0 | 0.00026622 | 0.00040367 | 0 | 0 | 0.00027154 | 0.00041175 | 0 | 0 | 0.00027697 | 0.00041998 | 0 | 0 | 0.00028251 | 0.00042838 | 0 | 0 | 0.00028816 | 0.00043695 | 0 | 0 | 0.00029393 | 0.00044569 | 0 | 0 | 0.00029981 | 0.0004546 | 0 | 0 | 0.0003058 | 0.00046369 | 0 | 0 | 0.00031192 | 0.00047297 | 0 | 0 | 0.00031816 | 0.00048243 | 0 | 0 | 0.00032452 | 0.00049207 | 0 | 0 | 0.00033101 | 0.00050192 | 0 | 0 | 0.00033719 | 0.00051128 | 0 | 0 | 0.00034349 | 0.00052084 | 0 | 0 | 0.00034979 | 0.00053039 | 0
T&D ($/annual kWh) | 0 | 09-GRO-Grocery-LIT_EXT | SYSTEM | TD:0:09-GRO-Grocery-LIT_EXT:SYSTEM | 0 | 0.0001492 | 0.00022735 | 0 | 0 | 0.00015218 | 0.00023189 | 0 | 0 | 0.00015522 | 0.00023653 | 0 | 0 | 0.00015833 | 0.00024126 | 0 | 0 | 0.00016149 | 0.00024609 | 0 | 0 | 0.00016472 | 0.00025101 | 0 | 0 | 0.00016802 | 0.00025603 | 0 | 0 | 0.00017138 | 0.00026115 | 0 | 0 | 0.00017481 | 0.00026637 | 0 | 0 | 0.0001783 | 0.0002717 | 0 | 0 | 0.00018187 | 0.00027713 | 0 | 0 | 0.00018551 | 0.00028268 | 0 | 0 | 0.00018922 | 0.00028833 | 0 | 0 | 0.000193 | 0.0002941 | 0 | 0 | 0.00019686 | 0.00029998 | 0 | 0 | 0.0002008 | 0.00030598 | 0 | 0 | 0.00020481 | 0.0003121 | 0 | 0 | 0.00020891 | 0.00031834 | 0 | 0 | 0.00021309 | 0.00032471 | 0 | 0 | 0.00021735 | 0.0003312 | 0 | 0 | 0.0002217 | 0.00033782 | 0 | 0 | 0.00022613 | 0.00034458 | 0 | 0 | 0.00023035 | 0.00035101 | 0 | 0 | 0.00023466 | 0.00035757 | 0 | 0 | 0.00023896 | 0.00036413 | 0
T&D ($/annual kWh) | 0 | 09-GRO-Grocery-REFG | 7 | TD:0:09-GRO-Grocery-REFG:7 | 0 | 0.0050828 | 0.0077452 | 0 | 0 | 0.0051845 | 0.0079001 | 0 | 0 | 0.0052882 | 0.0080581 | 0 | 0 | 0.0053939 | 0.0082193 | 0 | 0 | 0.0055018 | 0.0083837 | 0 | 0 | 0.0056118 | 0.0085514 | 0 | 0 | 0.0057241 | 0.0087224 | 0 | 0 | 0.0058385 | 0.0088968 | 0 | 0 | 0.0059553 | 0.0090748 | 0 | 0 | 0.0060744 | 0.0092563 | 0 | 0 | 0.0061959 | 0.0094414 | 0 | 0 | 0.0063198 | 0.0096302 | 0 | 0 | 0.0064462 | 0.0098228 | 0 | 0 | 0.0065752 | 0.010019 | 0 | 0 | 0.0067067 | 0.01022 | 0 | 0 | 0.0068408 | 0.010424 | 0 | 0 | 0.0069776 | 0.010633 | 0 | 0 | 0.0071172 | 0.010845 | 0 | 0 | 0.0072595 | 0.011062 | 0 | 0 | 0.0074047 | 0.011283 | 0 | 0 | 0.0075528 | 0.011509 | 0 | 0 | 0.0077038 | 0.011739 | 0 | 0 | 0.0078476 | 0.011958 | 0 | 0 | 0.0079943 | 0.012182 | 0 | 0 | 0.0081409 | 0.012405 | 0
T&D ($/annual kWh) | 0 | 09-GRO-Grocery-REFG | 10 | TD:0:09-GRO-Grocery-REFG:10 | 0 | 0.0055621 | 0.0084755 | 0 | 0 | 0.0056733 | 0.008645 | 0 | 0 | 0.0057868 | 0.0088179 | 0 | 0 | 0.0059025 | 0.0089943 | 0 | 0 | 0.0060205 | 0.0091742 | 0 | 0 | 0.006141 | 0.0093577 | 0 | 0 | 0.0062638 | 0.0095448 | 0 | 0 | 0.0063891 | 0.0097357 | 0 | 0 | 0.0065168 | 0.0099304 | 0 | 0 | 0.0066472 | 0.010129 | 0 | 0 | 0.0067801 | 0.010332 | 0 | 0 | 0.0069157 | 0.010538 | 0 | 0 | 0.007054 | 0.010749 | 0 | 0 | 0.0071951 | 0.010964 | 0 | 0 | 0.007339 | 0.011183 | 0 | 0 | 0.0074858 | 0.011407 | 0 | 0 | 0.0076355 | 0.011635 | 0 | 0 | 0.0077882 | 0.011868 | 0 | 0 | 0.007944 | 0.012105 | 0 | 0 | 0.0081029 | 0.012347 | 0 | 0 | 0.0082649 | 0.012594 | 0 | 0 | 0.0084302 | 0.012846 | 0 | 0 | 0.0085875 | 0.013086 | 0 | 0 | 0.008748 | 0.01333 | 0 | 0 | 0.0089085 | 0.013575 | 0
T&D ($/annual kWh) | 0 | 09-GRO-Grocery-REFG | 14 | TD:0:09-GRO-Grocery-REFG:14 | 0 | 0.0055922 | 0.0085215 | 0 | 0 | 0.0057041 | 0.0086919 | 0 | 0 | 0.0058181 | 0.0088657 | 0 | 0 | 0.0059345 | 0.0090431 | 0 | 0 | 0.0060532 | 0.0092239 | 0 | 0 | 0.0061743 | 0.0094084 | 0 | 0 | 0.0062977 | 0.0095966 | 0 | 0 | 0.0064237 | 0.0097885 | 0 | 0 | 0.0065522 | 0.0099843 | 0 | 0 | 0.0066832 | 0.010184 | 0 | 0 | 0.0068169 | 0.010388 | 0 | 0 | 0.0069532 | 0.010595 | 0 | 0 | 0.0070923 | 0.010807 | 0 | 0 | 0.0072341 | 0.011023 | 0 | 0 | 0.0073788 | 0.011244 | 0 | 0 | 0.0075264 | 0.011469 | 0 | 0 | 0.0076769 | 0.011698 | 0 | 0 | 0.0078304 | 0.011932 | 0 | 0 | 0.0079871 | 0.012171 | 0 | 0 | 0.0081468 | 0.012414 | 0 | 0 | 0.0083097 | 0.012662 | 0 | 0 | 0.0084759 | 0.012916 | 0 | 0 | 0.0086341 | 0.013157 | 0 | 0 | 0.0087954 | 0.013403 | 0 | 0 | 0.0089568 | 0.013648 | 0
T&D ($/annual kWh) | 0 | 09-GRO-Grocery-REFG | 15 | TD:0:09-GRO-Grocery-REFG:15 | 0 | 0.0055892 | 0.008516 | 0 | 0 | 0.005701 | 0.0086863 | 0 | 0 | 0.005815 | 0.00886 | 0 | 0 | 0.0059313 | 0.0090372 | 0 | 0 | 0.0060499 | 0.009218 | 0 | 0 | 0.0061709 | 0.0094023 | 0 | 0 | 0.0062943 | 0.0095904 | 0 | 0 | 0.0064202 | 0.0097822 | 0 | 0 | 0.0065486 | 0.0099778 | 0 | 0 | 0.0066796 | 0.010177 | 0 | 0 | 0.0068132 | 0.010381 | 0 | 0 | 0.0069495 | 0.010589 | 0 | 0 | 0.0070885 | 0.0108 | 0 | 0 | 0.0072302 | 0.011016 | 0 | 0 | 0.0073748 | 0.011237 | 0 | 0 | 0.0075223 | 0.011461 | 0 | 0 | 0.0076728 | 0.011691 | 0 | 0 | 0.0078262 | 0.011924 | 0 | 0 | 0.0079828 | 0.012163 | 0 | 0 | 0.0081424 | 0.012406 | 0 | 0 | 0.0083053 | 0.012654 | 0 | 0 | 0.0084714 | 0.012907 | 0 | 0 | 0.0086294 | 0.013148 | 0 | 0 | 0.0087907 | 0.013394 | 0 | 0 | 0.008952 | 0.01364 | 0
T&D ($/annual kWh) | 0 | 09-GRO-Grocery-REFG | SYSTEM | TD:0:09-GRO-Grocery-REFG:SYSTEM | 0 | 0.0050828 | 0.0077452 | 0 | 0 | 0.0051845 | 0.0079001 | 0 | 0 | 0.0052882 | 0.0080581 | 0 | 0 | 0.0053939 | 0.0082193 | 0 | 0 | 0.0055018 | 0.0083837 | 0 | 0 | 0.0056118 | 0.0085514 | 0 | 0 | 0.0057241 | 0.0087224 | 0 | 0 | 0.0058385 | 0.0088968 | 0 | 0 | 0.0059553 | 0.0090748 | 0 | 0 | 0.0060744 | 0.0092563 | 0 | 0 | 0.0061959 | 0.0094414 | 0 | 0 | 0.0063198 | 0.0096302 | 0 | 0 | 0.0064462 | 0.0098228 | 0 | 0 | 0.0065752 | 0.010019 | 0 | 0 | 0.0067067 | 0.01022 | 0 | 0 | 0.0068408 | 0.010424 | 0 | 0 | 0.0069776 | 0.010633 | 0 | 0 | 0.0071172 | 0.010845 | 0 | 0 | 0.0072595 | 0.011062 | 0 | 0 | 0.0074047 | 0.011283 | 0 | 0 | 0.0075528 | 0.011509 | 0 | 0 | 0.0077038 | 0.011739 | 0 | 0 | 0.0078476 | 0.011958 | 0 | 0 | 0.0079943 | 0.012182 | 0 | 0 | 0.0081409 | 0.012405 | 0
T&D ($/annual kWh) | 0 | 09-GRO-Grocery-VENT | 7 | TD:0:09-GRO-Grocery-VENT:7 | 0 | 0.0047759 | 0.0072775 | 0 | 0 | 0.0048714 | 0.0074231 | 0 | 0 | 0.0049688 | 0.0075715 | 0 | 0 | 0.0050682 | 0.0077229 | 0 | 0 | 0.0051695 | 0.0078774 | 0 | 0 | 0.0052729 | 0.008035 | 0 | 0 | 0.0053784 | 0.0081957 | 0 | 0 | 0.005486 | 0.0083596 | 0 | 0 | 0.0055957 | 0.0085268 | 0 | 0 | 0.0057076 | 0.0086973 | 0 | 0 | 0.0058218 | 0.0088712 | 0 | 0 | 0.0059382 | 0.0090487 | 0 | 0 | 0.0060569 | 0.0092296 | 0 | 0 | 0.0061781 | 0.0094142 | 0 | 0 | 0.0063017 | 0.0096025 | 0 | 0 | 0.0064277 | 0.0097946 | 0 | 0 | 0.0065562 | 0.0099905 | 0 | 0 | 0.0066874 | 0.01019 | 0 | 0 | 0.0068211 | 0.010394 | 0 | 0 | 0.0069575 | 0.010602 | 0 | 0 | 0.0070967 | 0.010814 | 0 | 0 | 0.0072386 | 0.01103 | 0 | 0 | 0.0073737 | 0.011236 | 0 | 0 | 0.0075115 | 0.011446 | 0 | 0 | 0.0076493 | 0.011656 | 0
T&D ($/annual kWh) | 0 | 09-GRO-Grocery-VENT | 10 | TD:0:09-GRO-Grocery-VENT:10 | 0 | 0.0051663 | 0.0078725 | 0 | 0 | 0.0052697 | 0.0080299 | 0 | 0 | 0.005375 | 0.0081905 | 0 | 0 | 0.0054825 | 0.0083544 | 0 | 0 | 0.0055922 | 0.0085214 | 0 | 0 | 0.005704 | 0.0086919 | 0 | 0 | 0.0058181 | 0.0088657 | 0 | 0 | 0.0059345 | 0.009043 | 0 | 0 | 0.0060532 | 0.0092239 | 0 | 0 | 0.0061742 | 0.0094084 | 0 | 0 | 0.0062977 | 0.0095965 | 0 | 0 | 0.0064237 | 0.0097885 | 0 | 0 | 0.0065521 | 0.0099842 | 0 | 0 | 0.0066832 | 0.010184 | 0 | 0 | 0.0068169 | 0.010388 | 0 | 0 | 0.0069532 | 0.010595 | 0 | 0 | 0.0070923 | 0.010807 | 0 | 0 | 0.0072341 | 0.011023 | 0 | 0 | 0.0073788 | 0.011244 | 0 | 0 | 0.0075264 | 0.011469 | 0 | 0 | 0.0076769 | 0.011698 | 0 | 0 | 0.0078304 | 0.011932 | 0 | 0 | 0.0079765 | 0.012155 | 0 | 0 | 0.0081256 | 0.012382 | 0 | 0 | 0.0082747 | 0.012609 | 0
T&D ($/annual kWh) | 0 | 09-GRO-Grocery-VENT | 14 | TD:0:09-GRO-Grocery-VENT:14 | 0 | 0.0051909 | 0.0079099 | 0 | 0 | 0.0052947 | 0.0080681 | 0 | 0 | 0.0054006 | 0.0082295 | 0 | 0 | 0.0055086 | 0.0083941 | 0 | 0 | 0.0056188 | 0.008562 | 0 | 0 | 0.0057312 | 0.0087332 | 0 | 0 | 0.0058458 | 0.0089079 | 0 | 0 | 0.0059627 | 0.009086 | 0 | 0 | 0.006082 | 0.0092677 | 0 | 0 | 0.0062036 | 0.0094531 | 0 | 0 | 0.0063277 | 0.0096422 | 0 | 0 | 0.0064542 | 0.009835 | 0 | 0 | 0.0065833 | 0.010032 | 0 | 0 | 0.006715 | 0.010232 | 0 | 0 | 0.0068493 | 0.010437 | 0 | 0 | 0.0069863 | 0.010646 | 0 | 0 | 0.007126 | 0.010859 | 0 | 0 | 0.0072685 | 0.011076 | 0 | 0 | 0.0074139 | 0.011297 | 0 | 0 | 0.0075622 | 0.011523 | 0 | 0 | 0.0077134 | 0.011754 | 0 | 0 | 0.0078677 | 0.011989 | 0 | 0 | 0.0080145 | 0.012213 | 0 | 0 | 0.0081643 | 0.012441 | 0 | 0 | 0.008314 | 0.012669 | 0
T&D ($/annual kWh) | 0 | 09-GRO-Grocery-VENT | 15 | TD:0:09-GRO-Grocery-VENT:15 | 0 | 0.0051836 | 0.0078979 | 0 | 0 | 0.0052873 | 0.0080559 | 0 | 0 | 0.005393 | 0.008217 | 0 | 0 | 0.0055009 | 0.0083813 | 0 | 0 | 0.0056109 | 0.008549 | 0 | 0 | 0.0057231 | 0.0087199 | 0 | 0 | 0.0058376 | 0.0088943 | 0 | 0 | 0.0059543 | 0.0090722 | 0 | 0 | 0.0060734 | 0.0092537 | 0 | 0 | 0.0061949 | 0.0094387 | 0 | 0 | 0.0063188 | 0.0096275 | 0 | 0 | 0.0064451 | 0.0098201 | 0 | 0 | 0.006574 | 0.010016 | 0 | 0 | 0.0067055 | 0.010217 | 0 | 0 | 0.0068396 | 0.010421 | 0 | 0 | 0.0069764 | 0.01063 | 0 | 0 | 0.007116 | 0.010842 | 0 | 0 | 0.0072583 | 0.011059 | 0 | 0 | 0.0074034 | 0.01128 | 0 | 0 | 0.0075515 | 0.011506 | 0 | 0 | 0.0077025 | 0.011736 | 0 | 0 | 0.0078566 | 0.011971 | 0 | 0 | 0.0080032 | 0.012194 | 0 | 0 | 0.0081528 | 0.012422 | 0 | 0 | 0.0083023 | 0.01265 | 0
T&D ($/annual kWh) | 0 | 09-GRO-Grocery-VENT | SYSTEM | TD:0:09-GRO-Grocery-VENT:SYSTEM | 0 | 0.0047759 | 0.0072775 | 0 | 0 | 0.0048714 | 0.0074231 | 0 | 0 | 0.0049688 | 0.0075715 | 0 | 0 | 0.0050682 | 0.0077229 | 0 | 0 | 0.0051695 | 0.0078774 | 0 | 0 | 0.0052729 | 0.008035 | 0 | 0 | 0.0053784 | 0.0081957 | 0 | 0 | 0.005486 | 0.0083596 | 0 | 0 | 0.0055957 | 0.0085268 | 0 | 0 | 0.0057076 | 0.0086973 | 0 | 0 | 0.0058218 | 0.0088712 | 0 | 0 | 0.0059382 | 0.0090487 | 0 | 0 | 0.0060569 | 0.0092296 | 0 | 0 | 0.0061781 | 0.0094142 | 0 | 0 | 0.0063017 | 0.0096025 | 0 | 0 | 0.0064277 | 0.0097946 | 0 | 0 | 0.0065562 | 0.0099905 | 0 | 0 | 0.0066874 | 0.01019 | 0 | 0 | 0.0068211 | 0.010394 | 0 | 0 | 0.0069575 | 0.010602 | 0 | 0 | 0.0070967 | 0.010814 | 0 | 0 | 0.0072386 | 0.01103 | 0 | 0 | 0.0073737 | 0.011236 | 0 | 0 | 0.0075115 | 0.011446 | 0 | 0 | 0.0076493 | 0.011656 | 0
T&D ($/annual kWh) | 0 | 10-HSP-Health/Medical–Hospital-COOL | 7 | TD:0:10-HSP-Health/Medical–Hospital-COOL:7 | 0 | 0.016655 | 0.025379 | 0 | 0 | 0.016988 | 0.025886 | 0 | 0 | 0.017328 | 0.026404 | 0 | 0 | 0.017674 | 0.026932 | 0 | 0 | 0.018028 | 0.027471 | 0 | 0 | 0.018388 | 0.02802 | 0 | 0 | 0.018756 | 0.028581 | 0 | 0 | 0.019131 | 0.029152 | 0 | 0 | 0.019514 | 0.029735 | 0 | 0 | 0.019904 | 0.03033 | 0 | 0 | 0.020302 | 0.030937 | 0 | 0 | 0.020708 | 0.031555 | 0 | 0 | 0.021122 | 0.032187 | 0 | 0 | 0.021545 | 0.03283 | 0 | 0 | 0.021976 | 0.033487 | 0 | 0 | 0.022415 | 0.034157 | 0 | 0 | 0.022864 | 0.03484 | 0 | 0 | 0.023321 | 0.035537 | 0 | 0 | 0.023787 | 0.036247 | 0 | 0 | 0.024263 | 0.036972 | 0 | 0 | 0.024748 | 0.037712 | 0 | 0 | 0.025243 | 0.038466 | 0 | 0 | 0.025714 | 0.039184 | 0 | 0 | 0.026195 | 0.039916 | 0 | 0 | 0.026675 | 0.040648 | 0
T&D ($/annual kWh) | 0 | 10-HSP-Health/Medical–Hospital-COOL | 10 | TD:0:10-HSP-Health/Medical–Hospital-COOL:10 | 0 | 0.019853 | 0.030252 | 0 | 0 | 0.02025 | 0.030857 | 0 | 0 | 0.020655 | 0.031474 | 0 | 0 | 0.021068 | 0.032103 | 0 | 0 | 0.021489 | 0.032745 | 0 | 0 | 0.021919 | 0.0334 | 0 | 0 | 0.022357 | 0.034068 | 0 | 0 | 0.022804 | 0.03475 | 0 | 0 | 0.02326 | 0.035445 | 0 | 0 | 0.023726 | 0.036153 | 0 | 0 | 0.0242 | 0.036876 | 0 | 0 | 0.024684 | 0.037614 | 0 | 0 | 0.025178 | 0.038366 | 0 | 0 | 0.025681 | 0.039134 | 0 | 0 | 0.026195 | 0.039916 | 0 | 0 | 0.026719 | 0.040715 | 0 | 0 | 0.027253 | 0.041529 | 0 | 0 | 0.027798 | 0.042359 | 0 | 0 | 0.028354 | 0.043207 | 0 | 0 | 0.028921 | 0.044071 | 0 | 0 | 0.0295 | 0.044952 | 0 | 0 | 0.03009 | 0.045851 | 0 | 0 | 0.030651 | 0.046707 | 0 | 0 | 0.031224 | 0.04758 | 0 | 0 | 0.031797 | 0.048453 | 0
T&D ($/annual kWh) | 0 | 10-HSP-Health/Medical–Hospital-COOL | 14 | TD:0:10-HSP-Health/Medical–Hospital-COOL:14 | 0 | 0.020054 | 0.030558 | 0 | 0 | 0.020455 | 0.031169 | 0 | 0 | 0.020864 | 0.031793 | 0 | 0 | 0.021281 | 0.032429 | 0 | 0 | 0.021707 | 0.033077 | 0 | 0 | 0.022141 | 0.033739 | 0 | 0 | 0.022584 | 0.034413 | 0 | 0 | 0.023035 | 0.035102 | 0 | 0 | 0.023496 | 0.035804 | 0 | 0 | 0.023966 | 0.03652 | 0 | 0 | 0.024445 | 0.03725 | 0 | 0 | 0.024934 | 0.037995 | 0 | 0 | 0.025433 | 0.038755 | 0 | 0 | 0.025942 | 0.03953 | 0 | 0 | 0.026461 | 0.040321 | 0 | 0 | 0.02699 | 0.041127 | 0 | 0 | 0.02753 | 0.04195 | 0 | 0 | 0.02808 | 0.042789 | 0 | 0 | 0.028642 | 0.043645 | 0 | 0 | 0.029215 | 0.044517 | 0 | 0 | 0.029799 | 0.045408 | 0 | 0 | 0.030395 | 0.046316 | 0 | 0 | 0.030962 | 0.04718 | 0 | 0 | 0.031541 | 0.048062 | 0 | 0 | 0.032119 | 0.048944 | 0
T&D ($/annual kWh) | 0 | 10-HSP-Health/Medical–Hospital-COOL | 15 | TD:0:10-HSP-Health/Medical–Hospital-COOL:15 | 0 | 0.020148 | 0.030701 | 0 | 0 | 0.020551 | 0.031315 | 0 | 0 | 0.020962 | 0.031942 | 0 | 0 | 0.021382 | 0.03258 | 0 | 0 | 0.021809 | 0.033232 | 0 | 0 | 0.022245 | 0.033897 | 0 | 0 | 0.02269 | 0.034575 | 0 | 0 | 0.023144 | 0.035266 | 0 | 0 | 0.023607 | 0.035971 | 0 | 0 | 0.024079 | 0.036691 | 0 | 0 | 0.024561 | 0.037425 | 0 | 0 | 0.025052 | 0.038173 | 0 | 0 | 0.025553 | 0.038937 | 0 | 0 | 0.026064 | 0.039715 | 0 | 0 | 0.026585 | 0.04051 | 0 | 0 | 0.027117 | 0.04132 | 0 | 0 | 0.027659 | 0.042146 | 0 | 0 | 0.028213 | 0.042989 | 0 | 0 | 0.028777 | 0.043849 | 0 | 0 | 0.029352 | 0.044726 | 0 | 0 | 0.029939 | 0.04562 | 0 | 0 | 0.030538 | 0.046533 | 0 | 0 | 0.031108 | 0.047401 | 0 | 0 | 0.031689 | 0.048287 | 0 | 0 | 0.032271 | 0.049173 | 0
T&D ($/annual kWh) | 0 | 10-HSP-Health/Medical–Hospital-COOL | SYSTEM | TD:0:10-HSP-Health/Medical–Hospital-COOL:SYSTEM | 0 | 0.016655 | 0.025379 | 0 | 0 | 0.016988 | 0.025886 | 0 | 0 | 0.017328 | 0.026404 | 0 | 0 | 0.017674 | 0.026932 | 0 | 0 | 0.018028 | 0.027471 | 0 | 0 | 0.018388 | 0.02802 | 0 | 0 | 0.018756 | 0.028581 | 0 | 0 | 0.019131 | 0.029152 | 0 | 0 | 0.019514 | 0.029735 | 0 | 0 | 0.019904 | 0.03033 | 0 | 0 | 0.020302 | 0.030937 | 0 | 0 | 0.020708 | 0.031555 | 0 | 0 | 0.021122 | 0.032187 | 0 | 0 | 0.021545 | 0.03283 | 0 | 0 | 0.021976 | 0.033487 | 0 | 0 | 0.022415 | 0.034157 | 0 | 0 | 0.022864 | 0.03484 | 0 | 0 | 0.023321 | 0.035537 | 0 | 0 | 0.023787 | 0.036247 | 0 | 0 | 0.024263 | 0.036972 | 0 | 0 | 0.024748 | 0.037712 | 0 | 0 | 0.025243 | 0.038466 | 0 | 0 | 0.025714 | 0.039184 | 0 | 0 | 0.026195 | 0.039916 | 0 | 0 | 0.026675 | 0.040648 | 0
T&D ($/annual kWh) | 0 | 10-HSP-Health/Medical–Hospital-LIT_INT | 7 | TD:0:10-HSP-Health/Medical–Hospital-LIT_INT:7 | 0 | 0.0070302 | 0.010713 | 0 | 0 | 0.0071708 | 0.010927 | 0 | 0 | 0.0073143 | 0.011146 | 0 | 0 | 0.0074605 | 0.011368 | 0 | 0 | 0.0076097 | 0.011596 | 0 | 0 | 0.0077619 | 0.011828 | 0 | 0 | 0.0079172 | 0.012064 | 0 | 0 | 0.0080755 | 0.012306 | 0 | 0 | 0.008237 | 0.012552 | 0 | 0 | 0.0084018 | 0.012803 | 0 | 0 | 0.0085698 | 0.013059 | 0 | 0 | 0.0087412 | 0.01332 | 0 | 0 | 0.008916 | 0.013586 | 0 | 0 | 0.0090944 | 0.013858 | 0 | 0 | 0.0092762 | 0.014135 | 0 | 0 | 0.0094618 | 0.014418 | 0 | 0 | 0.009651 | 0.014706 | 0 | 0 | 0.009844 | 0.015 | 0 | 0 | 0.010041 | 0.0153 | 0 | 0 | 0.010242 | 0.015606 | 0 | 0 | 0.010447 | 0.015919 | 0 | 0 | 0.010655 | 0.016237 | 0 | 0 | 0.010854 | 0.01654 | 0 | 0 | 0.011057 | 0.016849 | 0 | 0 | 0.01126 | 0.017158 | 0
T&D ($/annual kWh) | 0 | 10-HSP-Health/Medical–Hospital-LIT_INT | 10 | TD:0:10-HSP-Health/Medical–Hospital-LIT_INT:10 | 0 | 0.0077137 | 0.011754 | 0 | 0 | 0.007868 | 0.011989 | 0 | 0 | 0.0080253 | 0.012229 | 0 | 0 | 0.0081859 | 0.012474 | 0 | 0 | 0.0083496 | 0.012723 | 0 | 0 | 0.0085166 | 0.012978 | 0 | 0 | 0.0086869 | 0.013237 | 0 | 0 | 0.0088606 | 0.013502 | 0 | 0 | 0.0090378 | 0.013772 | 0 | 0 | 0.0092186 | 0.014047 | 0 | 0 | 0.009403 | 0.014328 | 0 | 0 | 0.009591 | 0.014615 | 0 | 0 | 0.0097829 | 0.014907 | 0 | 0 | 0.0099785 | 0.015205 | 0 | 0 | 0.010178 | 0.015509 | 0 | 0 | 0.010382 | 0.01582 | 0 | 0 | 0.010589 | 0.016136 | 0 | 0 | 0.010801 | 0.016459 | 0 | 0 | 0.011017 | 0.016788 | 0 | 0 | 0.011237 | 0.017124 | 0 | 0 | 0.011462 | 0.017466 | 0 | 0 | 0.011691 | 0.017815 | 0 | 0 | 0.01191 | 0.018148 | 0 | 0 | 0.012132 | 0.018487 | 0 | 0 | 0.012355 | 0.018826 | 0
T&D ($/annual kWh) | 0 | 10-HSP-Health/Medical–Hospital-LIT_INT | 14 | TD:0:10-HSP-Health/Medical–Hospital-LIT_INT:14 | 0 | 0.0077567 | 0.01182 | 0 | 0 | 0.0079119 | 0.012056 | 0 | 0 | 0.0080701 | 0.012297 | 0 | 0 | 0.0082315 | 0.012543 | 0 | 0 | 0.0083961 | 0.012794 | 0 | 0 | 0.008564 | 0.01305 | 0 | 0 | 0.0087353 | 0.013311 | 0 | 0 | 0.00891 | 0.013577 | 0 | 0 | 0.0090882 | 0.013849 | 0 | 0 | 0.00927 | 0.014126 | 0 | 0 | 0.0094554 | 0.014408 | 0 | 0 | 0.0096445 | 0.014696 | 0 | 0 | 0.0098374 | 0.01499 | 0 | 0 | 0.010034 | 0.01529 | 0 | 0 | 0.010235 | 0.015596 | 0 | 0 | 0.01044 | 0.015908 | 0 | 0 | 0.010648 | 0.016226 | 0 | 0 | 0.010861 | 0.016551 | 0 | 0 | 0.011079 | 0.016882 | 0 | 0 | 0.0113 | 0.017219 | 0 | 0 | 0.011526 | 0.017564 | 0 | 0 | 0.011757 | 0.017915 | 0 | 0 | 0.011976 | 0.018249 | 0 | 0 | 0.0122 | 0.01859 | 0 | 0 | 0.012424 | 0.018931 | 0
T&D ($/annual kWh) | 0 | 10-HSP-Health/Medical–Hospital-LIT_INT | 15 | TD:0:10-HSP-Health/Medical–Hospital-LIT_INT:15 | 0 | 0.0077318 | 0.011781 | 0 | 0 | 0.0078864 | 0.012017 | 0 | 0 | 0.0080441 | 0.012257 | 0 | 0 | 0.008205 | 0.012502 | 0 | 0 | 0.0083691 | 0.012752 | 0 | 0 | 0.0085365 | 0.013007 | 0 | 0 | 0.0087072 | 0.013267 | 0 | 0 | 0.0088814 | 0.013533 | 0 | 0 | 0.009059 | 0.013804 | 0 | 0 | 0.0092402 | 0.01408 | 0 | 0 | 0.009425 | 0.014361 | 0 | 0 | 0.0096135 | 0.014648 | 0 | 0 | 0.0098058 | 0.014941 | 0 | 0 | 0.010002 | 0.01524 | 0 | 0 | 0.010202 | 0.015545 | 0 | 0 | 0.010406 | 0.015856 | 0 | 0 | 0.010614 | 0.016173 | 0 | 0 | 0.010826 | 0.016496 | 0 | 0 | 0.011043 | 0.016826 | 0 | 0 | 0.011264 | 0.017163 | 0 | 0 | 0.011489 | 0.017506 | 0 | 0 | 0.011719 | 0.017856 | 0 | 0 | 0.011937 | 0.018189 | 0 | 0 | 0.012161 | 0.018529 | 0 | 0 | 0.012384 | 0.018869 | 0
T&D ($/annual kWh) | 0 | 10-HSP-Health/Medical–Hospital-LIT_INT | SYSTEM | TD:0:10-HSP-Health/Medical–Hospital-LIT_INT:SYSTEM | 0 | 0.0070302 | 0.010713 | 0 | 0 | 0.0071708 | 0.010927 | 0 | 0 | 0.0073143 | 0.011146 | 0 | 0 | 0.0074605 | 0.011368 | 0 | 0 | 0.0076097 | 0.011596 | 0 | 0 | 0.0077619 | 0.011828 | 0 | 0 | 0.0079172 | 0.012064 | 0 | 0 | 0.0080755 | 0.012306 | 0 | 0 | 0.008237 | 0.012552 | 0 | 0 | 0.0084018 | 0.012803 | 0 | 0 | 0.0085698 | 0.013059 | 0 | 0 | 0.0087412 | 0.01332 | 0 | 0 | 0.008916 | 0.013586 | 0 | 0 | 0.0090944 | 0.013858 | 0 | 0 | 0.0092762 | 0.014135 | 0 | 0 | 0.0094618 | 0.014418 | 0 | 0 | 0.009651 | 0.014706 | 0 | 0 | 0.009844 | 0.015 | 0 | 0 | 0.010041 | 0.0153 | 0 | 0 | 0.010242 | 0.015606 | 0 | 0 | 0.010447 | 0.015919 | 0 | 0 | 0.010655 | 0.016237 | 0 | 0 | 0.010854 | 0.01654 | 0 | 0 | 0.011057 | 0.016849 | 0 | 0 | 0.01126 | 0.017158 | 0
T&D ($/annual kWh) | 0 | 10-HSP-Health/Medical–Hospital-OFF_EQ | 7 | TD:0:10-HSP-Health/Medical–Hospital-OFF_EQ:7 | 0 | 0.0063375 | 0.0096572 | 0 | 0 | 0.0064643 | 0.0098503 | 0 | 0 | 0.0065935 | 0.010047 | 0 | 0 | 0.0067254 | 0.010248 | 0 | 0 | 0.0068599 | 0.010453 | 0 | 0 | 0.0069971 | 0.010662 | 0 | 0 | 0.0071371 | 0.010876 | 0 | 0 | 0.0072798 | 0.011093 | 0 | 0 | 0.0074254 | 0.011315 | 0 | 0 | 0.0075739 | 0.011541 | 0 | 0 | 0.0077254 | 0.011772 | 0 | 0 | 0.0078799 | 0.012007 | 0 | 0 | 0.0080375 | 0.012248 | 0 | 0 | 0.0081982 | 0.012493 | 0 | 0 | 0.0083622 | 0.012742 | 0 | 0 | 0.0085294 | 0.012997 | 0 | 0 | 0.0087 | 0.013257 | 0 | 0 | 0.008874 | 0.013522 | 0 | 0 | 0.0090515 | 0.013793 | 0 | 0 | 0.0092325 | 0.014069 | 0 | 0 | 0.0094172 | 0.01435 | 0 | 0 | 0.0096055 | 0.014637 | 0 | 0 | 0.0097848 | 0.01491 | 0 | 0 | 0.0099676 | 0.015189 | 0 | 0 | 0.010151 | 0.015467 | 0
T&D ($/annual kWh) | 0 | 10-HSP-Health/Medical–Hospital-OFF_EQ | 10 | TD:0:10-HSP-Health/Medical–Hospital-OFF_EQ:10 | 0 | 0.0069487 | 0.010589 | 0 | 0 | 0.0070877 | 0.0108 | 0 | 0 | 0.0072294 | 0.011016 | 0 | 0 | 0.007374 | 0.011237 | 0 | 0 | 0.0075215 | 0.011461 | 0 | 0 | 0.0076719 | 0.011691 | 0 | 0 | 0.0078254 | 0.011924 | 0 | 0 | 0.0079819 | 0.012163 | 0 | 0 | 0.0081415 | 0.012406 | 0 | 0 | 0.0083044 | 0.012654 | 0 | 0 | 0.0084704 | 0.012907 | 0 | 0 | 0.0086398 | 0.013165 | 0 | 0 | 0.0088126 | 0.013429 | 0 | 0 | 0.0089889 | 0.013697 | 0 | 0 | 0.0091687 | 0.013971 | 0 | 0 | 0.009352 | 0.014251 | 0 | 0 | 0.0095391 | 0.014536 | 0 | 0 | 0.0097299 | 0.014826 | 0 | 0 | 0.0099245 | 0.015123 | 0 | 0 | 0.010123 | 0.015425 | 0 | 0 | 0.010325 | 0.015734 | 0 | 0 | 0.010532 | 0.016049 | 0 | 0 | 0.010728 | 0.016348 | 0 | 0 | 0.010929 | 0.016654 | 0 | 0 | 0.011129 | 0.016959 | 0
T&D ($/annual kWh) | 0 | 10-HSP-Health/Medical–Hospital-OFF_EQ | 14 | TD:0:10-HSP-Health/Medical–Hospital-OFF_EQ:14 | 0 | 0.0069872 | 0.010647 | 0 | 0 | 0.0071269 | 0.01086 | 0 | 0 | 0.0072695 | 0.011077 | 0 | 0 | 0.0074148 | 0.011299 | 0 | 0 | 0.0075631 | 0.011525 | 0 | 0 | 0.0077144 | 0.011755 | 0 | 0 | 0.0078687 | 0.01199 | 0 | 0 | 0.0080261 | 0.01223 | 0 | 0 | 0.0081866 | 0.012475 | 0 | 0 | 0.0083503 | 0.012724 | 0 | 0 | 0.0085173 | 0.012979 | 0 | 0 | 0.0086877 | 0.013238 | 0 | 0 | 0.0088614 | 0.013503 | 0 | 0 | 0.0090386 | 0.013773 | 0 | 0 | 0.0092194 | 0.014049 | 0 | 0 | 0.0094038 | 0.01433 | 0 | 0 | 0.0095919 | 0.014616 | 0 | 0 | 0.0097837 | 0.014909 | 0 | 0 | 0.0099794 | 0.015207 | 0 | 0 | 0.010179 | 0.015511 | 0 | 0 | 0.010383 | 0.015821 | 0 | 0 | 0.01059 | 0.016137 | 0 | 0 | 0.010788 | 0.016439 | 0 | 0 | 0.010989 | 0.016746 | 0 | 0 | 0.011191 | 0.017053 | 0
T&D ($/annual kWh) | 0 | 10-HSP-Health/Medical–Hospital-OFF_EQ | 15 | TD:0:10-HSP-Health/Medical–Hospital-OFF_EQ:15 | 0 | 0.0069695 | 0.010619 | 0 | 0 | 0.0071088 | 0.010832 | 0 | 0 | 0.007251 | 0.011048 | 0 | 0 | 0.007396 | 0.011269 | 0 | 0 | 0.007544 | 0.011495 | 0 | 0 | 0.0076948 | 0.011725 | 0 | 0 | 0.0078487 | 0.011959 | 0 | 0 | 0.0080057 | 0.012198 | 0 | 0 | 0.0081658 | 0.012442 | 0 | 0 | 0.0083291 | 0.012691 | 0 | 0 | 0.0084957 | 0.012945 | 0 | 0 | 0.0086656 | 0.013204 | 0 | 0 | 0.0088389 | 0.013468 | 0 | 0 | 0.0090157 | 0.013737 | 0 | 0 | 0.009196 | 0.014012 | 0 | 0 | 0.00938 | 0.014292 | 0 | 0 | 0.0095676 | 0.014578 | 0 | 0 | 0.0097589 | 0.01487 | 0 | 0 | 0.0099541 | 0.015167 | 0 | 0 | 0.010153 | 0.015471 | 0 | 0 | 0.010356 | 0.01578 | 0 | 0 | 0.010563 | 0.016096 | 0 | 0 | 0.01076 | 0.016396 | 0 | 0 | 0.010962 | 0.016702 | 0 | 0 | 0.011163 | 0.017009 | 0
T&D ($/annual kWh) | 0 | 10-HSP-Health/Medical–Hospital-OFF_EQ | SYSTEM | TD:0:10-HSP-Health/Medical–Hospital-OFF_EQ:SYSTEM | 0 | 0.0063375 | 0.0096572 | 0 | 0 | 0.0064643 | 0.0098503 | 0 | 0 | 0.0065935 | 0.010047 | 0 | 0 | 0.0067254 | 0.010248 | 0 | 0 | 0.0068599 | 0.010453 | 0 | 0 | 0.0069971 | 0.010662 | 0 | 0 | 0.0071371 | 0.010876 | 0 | 0 | 0.0072798 | 0.011093 | 0 | 0 | 0.0074254 | 0.011315 | 0 | 0 | 0.0075739 | 0.011541 | 0 | 0 | 0.0077254 | 0.011772 | 0 | 0 | 0.0078799 | 0.012007 | 0 | 0 | 0.0080375 | 0.012248 | 0 | 0 | 0.0081982 | 0.012493 | 0 | 0 | 0.0083622 | 0.012742 | 0 | 0 | 0.0085294 | 0.012997 | 0 | 0 | 0.0087 | 0.013257 | 0 | 0 | 0.008874 | 0.013522 | 0 | 0 | 0.0090515 | 0.013793 | 0 | 0 | 0.0092325 | 0.014069 | 0 | 0 | 0.0094172 | 0.01435 | 0 | 0 | 0.0096055 | 0.014637 | 0 | 0 | 0.0097848 | 0.01491 | 0 | 0 | 0.0099676 | 0.015189 | 0 | 0 | 0.010151 | 0.015467 | 0
T&D ($/annual kWh) | 0 | 10-HSP-Health/Medical–Hospital-LIT_EXT | 7 | TD:0:10-HSP-Health/Medical–Hospital-LIT_EXT:7 | 0 | 0.00018434 | 0.00028091 | 0 | 0 | 0.00018803 | 0.00028652 | 0 | 0 | 0.00019179 | 0.00029225 | 0 | 0 | 0.00019563 | 0.0002981 | 0 | 0 | 0.00019954 | 0.00030406 | 0 | 0 | 0.00020353 | 0.00031014 | 0 | 0 | 0.0002076 | 0.00031635 | 0 | 0 | 0.00021175 | 0.00032267 | 0 | 0 | 0.00021599 | 0.00032913 | 0 | 0 | 0.00022031 | 0.00033571 | 0 | 0 | 0.00022471 | 0.00034242 | 0 | 0 | 0.00022921 | 0.00034927 | 0 | 0 | 0.00023379 | 0.00035626 | 0 | 0 | 0.00023847 | 0.00036338 | 0 | 0 | 0.00024324 | 0.00037065 | 0 | 0 | 0.0002481 | 0.00037806 | 0 | 0 | 0.00025307 | 0.00038562 | 0 | 0 | 0.00025813 | 0.00039334 | 0 | 0 | 0.00026329 | 0.0004012 | 0 | 0 | 0.00026856 | 0.00040923 | 0 | 0 | 0.00027393 | 0.00041741 | 0 | 0 | 0.0002794 | 0.00042576 | 0 | 0 | 0.00028462 | 0.0004337 | 0 | 0 | 0.00028994 | 0.00044181 | 0 | 0 | 0.00029526 | 0.00044992 | 0
T&D ($/annual kWh) | 0 | 10-HSP-Health/Medical–Hospital-LIT_EXT | 10 | TD:0:10-HSP-Health/Medical–Hospital-LIT_EXT:10 | 0 | 0.00021741 | 0.00033129 | 0 | 0 | 0.00022176 | 0.00033792 | 0 | 0 | 0.00022619 | 0.00034468 | 0 | 0 | 0.00023072 | 0.00035157 | 0 | 0 | 0.00023533 | 0.0003586 | 0 | 0 | 0.00024004 | 0.00036577 | 0 | 0 | 0.00024484 | 0.00037309 | 0 | 0 | 0.00024974 | 0.00038055 | 0 | 0 | 0.00025473 | 0.00038816 | 0 | 0 | 0.00025983 | 0.00039592 | 0 | 0 | 0.00026502 | 0.00040384 | 0 | 0 | 0.00027032 | 0.00041192 | 0 | 0 | 0.00027573 | 0.00042016 | 0 | 0 | 0.00028124 | 0.00042856 | 0 | 0 | 0.00028687 | 0.00043713 | 0 | 0 | 0.00029261 | 0.00044588 | 0 | 0 | 0.00029846 | 0.00045479 | 0 | 0 | 0.00030443 | 0.00046389 | 0 | 0 | 0.00031052 | 0.00047317 | 0 | 0 | 0.00031673 | 0.00048263 | 0 | 0 | 0.00032306 | 0.00049228 | 0 | 0 | 0.00032952 | 0.00050213 | 0 | 0 | 0.00033567 | 0.0005115 | 0 | 0 | 0.00034194 | 0.00052106 | 0 | 0 | 0.00034822 | 0.00053062 | 0
T&D ($/annual kWh) | 0 | 10-HSP-Health/Medical–Hospital-LIT_EXT | 14 | TD:0:10-HSP-Health/Medical–Hospital-LIT_EXT:14 | 0 | 0.00021949 | 0.00033446 | 0 | 0 | 0.00022388 | 0.00034115 | 0 | 0 | 0.00022836 | 0.00034797 | 0 | 0 | 0.00023293 | 0.00035493 | 0 | 0 | 0.00023758 | 0.00036203 | 0 | 0 | 0.00024234 | 0.00036927 | 0 | 0 | 0.00024718 | 0.00037666 | 0 | 0 | 0.00025213 | 0.00038419 | 0 | 0 | 0.00025717 | 0.00039188 | 0 | 0 | 0.00026231 | 0.00039971 | 0 | 0 | 0.00026756 | 0.00040771 | 0 | 0 | 0.00027291 | 0.00041586 | 0 | 0 | 0.00027837 | 0.00042418 | 0 | 0 | 0.00028394 | 0.00043266 | 0 | 0 | 0.00028961 | 0.00044132 | 0 | 0 | 0.00029541 | 0.00045014 | 0 | 0 | 0.00030131 | 0.00045915 | 0 | 0 | 0.00030734 | 0.00046833 | 0 | 0 | 0.00031349 | 0.0004777 | 0 | 0 | 0.00031976 | 0.00048725 | 0 | 0 | 0.00032615 | 0.00049699 | 0 | 0 | 0.00033268 | 0.00050693 | 0 | 0 | 0.00033888 | 0.00051639 | 0 | 0 | 0.00034522 | 0.00052604 | 0 | 0 | 0.00035155 | 0.00053569 | 0
T&D ($/annual kWh) | 0 | 10-HSP-Health/Medical–Hospital-LIT_EXT | 15 | TD:0:10-HSP-Health/Medical–Hospital-LIT_EXT:15 | 0 | 0.00027918 | 0.0004237 | 0 | 0 | 0.00028476 | 0.00043218 | 0 | 0 | 0.00029046 | 0.00044082 | 0 | 0 | 0.00029627 | 0.00044964 | 0 | 0 | 0.00030219 | 0.00045863 | 0 | 0 | 0.00030824 | 0.0004678 | 0 | 0 | 0.0003144 | 0.00047716 | 0 | 0 | 0.00032069 | 0.0004867 | 0 | 0 | 0.0003271 | 0.00049644 | 0 | 0 | 0.00033364 | 0.00050637 | 0 | 0 | 0.00034032 | 0.00051649 | 0 | 0 | 0.00034712 | 0.00052682 | 0 | 0 | 0.00035407 | 0.00053736 | 0 | 0 | 0.00036115 | 0.00054811 | 0 | 0 | 0.00036837 | 0.00055907 | 0 | 0 | 0.00037574 | 0.00057025 | 0 | 0 | 0.00038325 | 0.00058165 | 0 | 0 | 0.00039092 | 0.00059329 | 0 | 0 | 0.00039874 | 0.00060515 | 0 | 0 | 0.00040671 | 0.00061726 | 0 | 0 | 0.00041485 | 0.0006296 | 0 | 0 | 0.00042314 | 0.00064219 | 0 | 0 | 0.00043104 | 0.00065418 | 0 | 0 | 0.00043909 | 0.0006664 | 0 | 0 | 0.00044715 | 0.00067863 | 0
T&D ($/annual kWh) | 0 | 10-HSP-Health/Medical–Hospital-LIT_EXT | SYSTEM | TD:0:10-HSP-Health/Medical–Hospital-LIT_EXT:SYSTEM | 0 | 0.00018434 | 0.00028091 | 0 | 0 | 0.00018803 | 0.00028652 | 0 | 0 | 0.00019179 | 0.00029225 | 0 | 0 | 0.00019563 | 0.0002981 | 0 | 0 | 0.00019954 | 0.00030406 | 0 | 0 | 0.00020353 | 0.00031014 | 0 | 0 | 0.0002076 | 0.00031635 | 0 | 0 | 0.00021175 | 0.00032267 | 0 | 0 | 0.00021599 | 0.00032913 | 0 | 0 | 0.00022031 | 0.00033571 | 0 | 0 | 0.00022471 | 0.00034242 | 0 | 0 | 0.00022921 | 0.00034927 | 0 | 0 | 0.00023379 | 0.00035626 | 0 | 0 | 0.00023847 | 0.00036338 | 0 | 0 | 0.00024324 | 0.00037065 | 0 | 0 | 0.0002481 | 0.00037806 | 0 | 0 | 0.00025307 | 0.00038562 | 0 | 0 | 0.00025813 | 0.00039334 | 0 | 0 | 0.00026329 | 0.0004012 | 0 | 0 | 0.00026856 | 0.00040923 | 0 | 0 | 0.00027393 | 0.00041741 | 0 | 0 | 0.0002794 | 0.00042576 | 0 | 0 | 0.00028462 | 0.0004337 | 0 | 0 | 0.00028994 | 0.00044181 | 0 | 0 | 0.00029526 | 0.00044992 | 0
T&D ($/annual kWh) | 0 | 10-HSP-Health/Medical–Hospital-REFG | 7 | TD:0:10-HSP-Health/Medical–Hospital-REFG:7 | 0 | 0.0052159 | 0.0079481 | 0 | 0 | 0.0053203 | 0.0081071 | 0 | 0 | 0.0054267 | 0.0082692 | 0 | 0 | 0.0055352 | 0.0084346 | 0 | 0 | 0.0056459 | 0.0086033 | 0 | 0 | 0.0057588 | 0.0087754 | 0 | 0 | 0.005874 | 0.0089509 | 0 | 0 | 0.0059915 | 0.0091299 | 0 | 0 | 0.0061113 | 0.0093125 | 0 | 0 | 0.0062335 | 0.0094987 | 0 | 0 | 0.0063582 | 0.0096887 | 0 | 0 | 0.0064854 | 0.0098825 | 0 | 0 | 0.0066151 | 0.01008 | 0 | 0 | 0.0067474 | 0.010282 | 0 | 0 | 0.0068823 | 0.010487 | 0 | 0 | 0.00702 | 0.010697 | 0 | 0 | 0.0071604 | 0.010911 | 0 | 0 | 0.0073036 | 0.011129 | 0 | 0 | 0.0074497 | 0.011352 | 0 | 0 | 0.0075987 | 0.011579 | 0 | 0 | 0.0077506 | 0.01181 | 0 | 0 | 0.0079056 | 0.012047 | 0 | 0 | 0.0080532 | 0.012271 | 0 | 0 | 0.0082037 | 0.012501 | 0 | 0 | 0.0083542 | 0.01273 | 0
T&D ($/annual kWh) | 0 | 10-HSP-Health/Medical–Hospital-REFG | 10 | TD:0:10-HSP-Health/Medical–Hospital-REFG:10 | 0 | 0.0056937 | 0.008676 | 0 | 0 | 0.0058075 | 0.0088496 | 0 | 0 | 0.0059237 | 0.0090266 | 0 | 0 | 0.0060421 | 0.0092071 | 0 | 0 | 0.006163 | 0.0093912 | 0 | 0 | 0.0062863 | 0.009579 | 0 | 0 | 0.006412 | 0.0097706 | 0 | 0 | 0.0065402 | 0.009966 | 0 | 0 | 0.006671 | 0.010165 | 0 | 0 | 0.0068044 | 0.010369 | 0 | 0 | 0.0069405 | 0.010576 | 0 | 0 | 0.0070793 | 0.010788 | 0 | 0 | 0.0072209 | 0.011003 | 0 | 0 | 0.0073653 | 0.011223 | 0 | 0 | 0.0075127 | 0.011448 | 0 | 0 | 0.0076629 | 0.011677 | 0 | 0 | 0.0078162 | 0.01191 | 0 | 0 | 0.0079725 | 0.012149 | 0 | 0 | 0.0081319 | 0.012392 | 0 | 0 | 0.0082946 | 0.012639 | 0 | 0 | 0.0084605 | 0.012892 | 0 | 0 | 0.0086297 | 0.01315 | 0 | 0 | 0.0087907 | 0.013395 | 0 | 0 | 0.008955 | 0.013646 | 0 | 0 | 0.0091193 | 0.013896 | 0
T&D ($/annual kWh) | 0 | 10-HSP-Health/Medical–Hospital-REFG | 14 | TD:0:10-HSP-Health/Medical–Hospital-REFG:14 | 0 | 0.0057237 | 0.0087218 | 0 | 0 | 0.0058382 | 0.0088963 | 0 | 0 | 0.0059549 | 0.0090742 | 0 | 0 | 0.006074 | 0.0092557 | 0 | 0 | 0.0061955 | 0.0094408 | 0 | 0 | 0.0063194 | 0.0096296 | 0 | 0 | 0.0064458 | 0.0098222 | 0 | 0 | 0.0065747 | 0.010019 | 0 | 0 | 0.0067062 | 0.010219 | 0 | 0 | 0.0068404 | 0.010423 | 0 | 0 | 0.0069772 | 0.010632 | 0 | 0 | 0.0071167 | 0.010845 | 0 | 0 | 0.007259 | 0.011061 | 0 | 0 | 0.0074042 | 0.011283 | 0 | 0 | 0.0075523 | 0.011508 | 0 | 0 | 0.0077034 | 0.011738 | 0 | 0 | 0.0078574 | 0.011973 | 0 | 0 | 0.0080146 | 0.012213 | 0 | 0 | 0.0081749 | 0.012457 | 0 | 0 | 0.0083384 | 0.012706 | 0 | 0 | 0.0085051 | 0.01296 | 0 | 0 | 0.0086752 | 0.013219 | 0 | 0 | 0.0088371 | 0.013466 | 0 | 0 | 0.0090023 | 0.013718 | 0 | 0 | 0.0091674 | 0.013969 | 0
T&D ($/annual kWh) | 0 | 10-HSP-Health/Medical–Hospital-REFG | 15 | TD:0:10-HSP-Health/Medical–Hospital-REFG:15 | 0 | 0.005718 | 0.0087122 | 0 | 0 | 0.0058323 | 0.0088865 | 0 | 0 | 0.005949 | 0.0090642 | 0 | 0 | 0.006068 | 0.0092455 | 0 | 0 | 0.0061893 | 0.0094304 | 0 | 0 | 0.0063131 | 0.009619 | 0 | 0 | 0.0064394 | 0.0098114 | 0 | 0 | 0.0065682 | 0.010008 | 0 | 0 | 0.0066995 | 0.010208 | 0 | 0 | 0.0068335 | 0.010412 | 0 | 0 | 0.0069702 | 0.01062 | 0 | 0 | 0.0071096 | 0.010833 | 0 | 0 | 0.0072518 | 0.011049 | 0 | 0 | 0.0073968 | 0.01127 | 0 | 0 | 0.0075448 | 0.011496 | 0 | 0 | 0.0076957 | 0.011726 | 0 | 0 | 0.0078496 | 0.01196 | 0 | 0 | 0.0080066 | 0.012199 | 0 | 0 | 0.0081667 | 0.012443 | 0 | 0 | 0.00833 | 0.012692 | 0 | 0 | 0.0084966 | 0.012946 | 0 | 0 | 0.0086666 | 0.013205 | 0 | 0 | 0.0088283 | 0.013451 | 0 | 0 | 0.0089933 | 0.013703 | 0 | 0 | 0.0091583 | 0.013954 | 0
T&D ($/annual kWh) | 0 | 10-HSP-Health/Medical–Hospital-REFG | SYSTEM | TD:0:10-HSP-Health/Medical–Hospital-REFG:SYSTEM | 0 | 0.0052159 | 0.0079481 | 0 | 0 | 0.0053203 | 0.0081071 | 0 | 0 | 0.0054267 | 0.0082692 | 0 | 0 | 0.0055352 | 0.0084346 | 0 | 0 | 0.0056459 | 0.0086033 | 0 | 0 | 0.0057588 | 0.0087754 | 0 | 0 | 0.005874 | 0.0089509 | 0 | 0 | 0.0059915 | 0.0091299 | 0 | 0 | 0.0061113 | 0.0093125 | 0 | 0 | 0.0062335 | 0.0094987 | 0 | 0 | 0.0063582 | 0.0096887 | 0 | 0 | 0.0064854 | 0.0098825 | 0 | 0 | 0.0066151 | 0.01008 | 0 | 0 | 0.0067474 | 0.010282 | 0 | 0 | 0.0068823 | 0.010487 | 0 | 0 | 0.00702 | 0.010697 | 0 | 0 | 0.0071604 | 0.010911 | 0 | 0 | 0.0073036 | 0.011129 | 0 | 0 | 0.0074497 | 0.011352 | 0 | 0 | 0.0075987 | 0.011579 | 0 | 0 | 0.0077506 | 0.01181 | 0 | 0 | 0.0079056 | 0.012047 | 0 | 0 | 0.0080532 | 0.012271 | 0 | 0 | 0.0082037 | 0.012501 | 0 | 0 | 0.0083542 | 0.01273 | 0
T&D ($/annual kWh) | 0 | 10-HSP-Health/Medical–Hospital-VENT | 7 | TD:0:10-HSP-Health/Medical–Hospital-VENT:7 | 0 | 0.0074879 | 0.01141 | 0 | 0 | 0.0076376 | 0.011638 | 0 | 0 | 0.0077904 | 0.011871 | 0 | 0 | 0.0079462 | 0.012108 | 0 | 0 | 0.0081051 | 0.012351 | 0 | 0 | 0.0082672 | 0.012598 | 0 | 0 | 0.0084326 | 0.01285 | 0 | 0 | 0.0086012 | 0.013107 | 0 | 0 | 0.0087732 | 0.013369 | 0 | 0 | 0.0089487 | 0.013636 | 0 | 0 | 0.0091277 | 0.013909 | 0 | 0 | 0.0093102 | 0.014187 | 0 | 0 | 0.0094964 | 0.014471 | 0 | 0 | 0.0096864 | 0.01476 | 0 | 0 | 0.0098801 | 0.015055 | 0 | 0 | 0.010078 | 0.015356 | 0 | 0 | 0.010279 | 0.015664 | 0 | 0 | 0.010485 | 0.015977 | 0 | 0 | 0.010695 | 0.016296 | 0 | 0 | 0.010908 | 0.016622 | 0 | 0 | 0.011127 | 0.016955 | 0 | 0 | 0.011349 | 0.017294 | 0 | 0 | 0.011561 | 0.017617 | 0 | 0 | 0.011777 | 0.017946 | 0 | 0 | 0.011993 | 0.018275 | 0
T&D ($/annual kWh) | 0 | 10-HSP-Health/Medical–Hospital-VENT | 10 | TD:0:10-HSP-Health/Medical–Hospital-VENT:10 | 0 | 0.0083149 | 0.01267 | 0 | 0 | 0.0084812 | 0.012924 | 0 | 0 | 0.0086508 | 0.013182 | 0 | 0 | 0.0088238 | 0.013446 | 0 | 0 | 0.0090003 | 0.013715 | 0 | 0 | 0.0091803 | 0.013989 | 0 | 0 | 0.0093639 | 0.014269 | 0 | 0 | 0.0095512 | 0.014554 | 0 | 0 | 0.0097422 | 0.014845 | 0 | 0 | 0.0099371 | 0.015142 | 0 | 0 | 0.010136 | 0.015445 | 0 | 0 | 0.010339 | 0.015754 | 0 | 0 | 0.010545 | 0.016069 | 0 | 0 | 0.010756 | 0.01639 | 0 | 0 | 0.010971 | 0.016718 | 0 | 0 | 0.011191 | 0.017053 | 0 | 0 | 0.011415 | 0.017394 | 0 | 0 | 0.011643 | 0.017742 | 0 | 0 | 0.011876 | 0.018096 | 0 | 0 | 0.012113 | 0.018458 | 0 | 0 | 0.012356 | 0.018827 | 0 | 0 | 0.012603 | 0.019204 | 0 | 0 | 0.012838 | 0.019562 | 0 | 0 | 0.013078 | 0.019928 | 0 | 0 | 0.013318 | 0.020294 | 0
T&D ($/annual kWh) | 0 | 10-HSP-Health/Medical–Hospital-VENT | 14 | TD:0:10-HSP-Health/Medical–Hospital-VENT:14 | 0 | 0.0083669 | 0.01275 | 0 | 0 | 0.0085343 | 0.013005 | 0 | 0 | 0.008705 | 0.013265 | 0 | 0 | 0.0088791 | 0.01353 | 0 | 0 | 0.0090567 | 0.013801 | 0 | 0 | 0.0092378 | 0.014077 | 0 | 0 | 0.0094225 | 0.014358 | 0 | 0 | 0.009611 | 0.014645 | 0 | 0 | 0.0098032 | 0.014938 | 0 | 0 | 0.0099993 | 0.015237 | 0 | 0 | 0.010199 | 0.015542 | 0 | 0 | 0.010403 | 0.015853 | 0 | 0 | 0.010611 | 0.01617 | 0 | 0 | 0.010824 | 0.016493 | 0 | 0 | 0.01104 | 0.016823 | 0 | 0 | 0.011261 | 0.017159 | 0 | 0 | 0.011486 | 0.017503 | 0 | 0 | 0.011716 | 0.017853 | 0 | 0 | 0.01195 | 0.01821 | 0 | 0 | 0.012189 | 0.018574 | 0 | 0 | 0.012433 | 0.018945 | 0 | 0 | 0.012682 | 0.019324 | 0 | 0 | 0.012918 | 0.019685 | 0 | 0 | 0.01316 | 0.020053 | 0 | 0 | 0.013401 | 0.020421 | 0
T&D ($/annual kWh) | 0 | 10-HSP-Health/Medical–Hospital-VENT | 15 | TD:0:10-HSP-Health/Medical–Hospital-VENT:15 | 0 | 0.0083511 | 0.012725 | 0 | 0 | 0.0085181 | 0.012979 | 0 | 0 | 0.0086885 | 0.013239 | 0 | 0 | 0.0088623 | 0.013504 | 0 | 0 | 0.0090395 | 0.013774 | 0 | 0 | 0.0092203 | 0.014049 | 0 | 0 | 0.0094047 | 0.01433 | 0 | 0 | 0.0095928 | 0.014617 | 0 | 0 | 0.0097847 | 0.014909 | 0 | 0 | 0.0099804 | 0.015207 | 0 | 0 | 0.01018 | 0.015512 | 0 | 0 | 0.010384 | 0.015822 | 0 | 0 | 0.010591 | 0.016138 | 0 | 0 | 0.010803 | 0.016461 | 0 | 0 | 0.011019 | 0.01679 | 0 | 0 | 0.01124 | 0.017126 | 0 | 0 | 0.011464 | 0.017469 | 0 | 0 | 0.011694 | 0.017818 | 0 | 0 | 0.011927 | 0.018174 | 0 | 0 | 0.012166 | 0.018538 | 0 | 0 | 0.012409 | 0.018908 | 0 | 0 | 0.012658 | 0.019287 | 0 | 0 | 0.012894 | 0.019647 | 0 | 0 | 0.013135 | 0.020014 | 0 | 0 | 0.013376 | 0.020381 | 0
T&D ($/annual kWh) | 0 | 10-HSP-Health/Medical–Hospital-VENT | SYSTEM | TD:0:10-HSP-Health/Medical–Hospital-VENT:SYSTEM | 0 | 0.0074879 | 0.01141 | 0 | 0 | 0.0076376 | 0.011638 | 0 | 0 | 0.0077904 | 0.011871 | 0 | 0 | 0.0079462 | 0.012108 | 0 | 0 | 0.0081051 | 0.012351 | 0 | 0 | 0.0082672 | 0.012598 | 0 | 0 | 0.0084326 | 0.01285 | 0 | 0 | 0.0086012 | 0.013107 | 0 | 0 | 0.0087732 | 0.013369 | 0 | 0 | 0.0089487 | 0.013636 | 0 | 0 | 0.0091277 | 0.013909 | 0 | 0 | 0.0093102 | 0.014187 | 0 | 0 | 0.0094964 | 0.014471 | 0 | 0 | 0.0096864 | 0.01476 | 0 | 0 | 0.0098801 | 0.015055 | 0 | 0 | 0.010078 | 0.015356 | 0 | 0 | 0.010279 | 0.015664 | 0 | 0 | 0.010485 | 0.015977 | 0 | 0 | 0.010695 | 0.016296 | 0 | 0 | 0.010908 | 0.016622 | 0 | 0 | 0.011127 | 0.016955 | 0 | 0 | 0.011349 | 0.017294 | 0 | 0 | 0.011561 | 0.017617 | 0 | 0 | 0.011777 | 0.017946 | 0 | 0 | 0.011993 | 0.018275 | 0
T&D ($/annual kWh) | 0 | 11-HTL-Lodging–Hotel(GuestRooms)-COOL | 7 | TD:0:11-HTL-Lodging–Hotel(GuestRooms)-COOL:7 | 0 | 0.020913 | 0.031868 | 0 | 0 | 0.021331 | 0.032505 | 0 | 0 | 0.021758 | 0.033155 | 0 | 0 | 0.022193 | 0.033818 | 0 | 0 | 0.022637 | 0.034495 | 0 | 0 | 0.02309 | 0.035184 | 0 | 0 | 0.023552 | 0.035888 | 0 | 0 | 0.024023 | 0.036606 | 0 | 0 | 0.024503 | 0.037338 | 0 | 0 | 0.024993 | 0.038085 | 0 | 0 | 0.025493 | 0.038846 | 0 | 0 | 0.026003 | 0.039623 | 0 | 0 | 0.026523 | 0.040416 | 0 | 0 | 0.027053 | 0.041224 | 0 | 0 | 0.027594 | 0.042049 | 0 | 0 | 0.028146 | 0.04289 | 0 | 0 | 0.028709 | 0.043747 | 0 | 0 | 0.029283 | 0.044622 | 0 | 0 | 0.029869 | 0.045515 | 0 | 0 | 0.030466 | 0.046425 | 0 | 0 | 0.031076 | 0.047354 | 0 | 0 | 0.031697 | 0.048301 | 0 | 0 | 0.032289 | 0.049202 | 0 | 0 | 0.032892 | 0.050122 | 0 | 0 | 0.033496 | 0.051041 | 0
T&D ($/annual kWh) | 0 | 11-HTL-Lodging–Hotel(GuestRooms)-COOL | 10 | TD:0:11-HTL-Lodging–Hotel(GuestRooms)-COOL:10 | 0 | 0.022887 | 0.034875 | 0 | 0 | 0.023344 | 0.035572 | 0 | 0 | 0.023811 | 0.036284 | 0 | 0 | 0.024287 | 0.037009 | 0 | 0 | 0.024773 | 0.03775 | 0 | 0 | 0.025269 | 0.038505 | 0 | 0 | 0.025774 | 0.039275 | 0 | 0 | 0.026289 | 0.04006 | 0 | 0 | 0.026815 | 0.040861 | 0 | 0 | 0.027352 | 0.041679 | 0 | 0 | 0.027899 | 0.042512 | 0 | 0 | 0.028457 | 0.043362 | 0 | 0 | 0.029026 | 0.04423 | 0 | 0 | 0.029606 | 0.045114 | 0 | 0 | 0.030198 | 0.046016 | 0 | 0 | 0.030802 | 0.046937 | 0 | 0 | 0.031418 | 0.047876 | 0 | 0 | 0.032047 | 0.048833 | 0 | 0 | 0.032688 | 0.04981 | 0 | 0 | 0.033341 | 0.050806 | 0 | 0 | 0.034008 | 0.051822 | 0 | 0 | 0.034688 | 0.052858 | 0 | 0 | 0.035336 | 0.053845 | 0 | 0 | 0.035996 | 0.054851 | 0 | 0 | 0.036656 | 0.055857 | 0
T&D ($/annual kWh) | 0 | 11-HTL-Lodging–Hotel(GuestRooms)-COOL | 14 | TD:0:11-HTL-Lodging–Hotel(GuestRooms)-COOL:14 | 0 | 0.023011 | 0.035064 | 0 | 0 | 0.023471 | 0.035765 | 0 | 0 | 0.02394 | 0.036481 | 0 | 0 | 0.024419 | 0.03721 | 0 | 0 | 0.024908 | 0.037954 | 0 | 0 | 0.025406 | 0.038713 | 0 | 0 | 0.025914 | 0.039488 | 0 | 0 | 0.026432 | 0.040277 | 0 | 0 | 0.026961 | 0.041083 | 0 | 0 | 0.0275 | 0.041905 | 0 | 0 | 0.02805 | 0.042743 | 0 | 0 | 0.028611 | 0.043598 | 0 | 0 | 0.029183 | 0.04447 | 0 | 0 | 0.029767 | 0.045359 | 0 | 0 | 0.030362 | 0.046266 | 0 | 0 | 0.030969 | 0.047191 | 0 | 0 | 0.031589 | 0.048135 | 0 | 0 | 0.032221 | 0.049098 | 0 | 0 | 0.032865 | 0.05008 | 0 | 0 | 0.033522 | 0.051082 | 0 | 0 | 0.034193 | 0.052103 | 0 | 0 | 0.034877 | 0.053145 | 0 | 0 | 0.035527 | 0.054137 | 0 | 0 | 0.036191 | 0.055149 | 0 | 0 | 0.036855 | 0.05616 | 0
T&D ($/annual kWh) | 0 | 11-HTL-Lodging–Hotel(GuestRooms)-COOL | 15 | TD:0:11-HTL-Lodging–Hotel(GuestRooms)-COOL:15 | 0 | 0.02295 | 0.03497 | 0 | 0 | 0.023409 | 0.035669 | 0 | 0 | 0.023878 | 0.036382 | 0 | 0 | 0.024355 | 0.03711 | 0 | 0 | 0.024842 | 0.037852 | 0 | 0 | 0.025339 | 0.038609 | 0 | 0 | 0.025846 | 0.039381 | 0 | 0 | 0.026363 | 0.040169 | 0 | 0 | 0.02689 | 0.040972 | 0 | 0 | 0.027428 | 0.041792 | 0 | 0 | 0.027976 | 0.042628 | 0 | 0 | 0.028536 | 0.04348 | 0 | 0 | 0.029107 | 0.04435 | 0 | 0 | 0.029689 | 0.045237 | 0 | 0 | 0.030282 | 0.046142 | 0 | 0 | 0.030888 | 0.047065 | 0 | 0 | 0.031506 | 0.048006 | 0 | 0 | 0.032136 | 0.048966 | 0 | 0 | 0.032779 | 0.049945 | 0 | 0 | 0.033434 | 0.050944 | 0 | 0 | 0.034103 | 0.051963 | 0 | 0 | 0.034785 | 0.053002 | 0 | 0 | 0.035434 | 0.053991 | 0 | 0 | 0.036096 | 0.055 | 0 | 0 | 0.036759 | 0.056009 | 0
T&D ($/annual kWh) | 0 | 11-HTL-Lodging–Hotel(GuestRooms)-COOL | SYSTEM | TD:0:11-HTL-Lodging–Hotel(GuestRooms)-COOL:SYSTEM | 0 | 0.020913 | 0.031868 | 0 | 0 | 0.021331 | 0.032505 | 0 | 0 | 0.021758 | 0.033155 | 0 | 0 | 0.022193 | 0.033818 | 0 | 0 | 0.022637 | 0.034495 | 0 | 0 | 0.02309 | 0.035184 | 0 | 0 | 0.023552 | 0.035888 | 0 | 0 | 0.024023 | 0.036606 | 0 | 0 | 0.024503 | 0.037338 | 0 | 0 | 0.024993 | 0.038085 | 0 | 0 | 0.025493 | 0.038846 | 0 | 0 | 0.026003 | 0.039623 | 0 | 0 | 0.026523 | 0.040416 | 0 | 0 | 0.027053 | 0.041224 | 0 | 0 | 0.027594 | 0.042049 | 0 | 0 | 0.028146 | 0.04289 | 0 | 0 | 0.028709 | 0.043747 | 0 | 0 | 0.029283 | 0.044622 | 0 | 0 | 0.029869 | 0.045515 | 0 | 0 | 0.030466 | 0.046425 | 0 | 0 | 0.031076 | 0.047354 | 0 | 0 | 0.031697 | 0.048301 | 0 | 0 | 0.032289 | 0.049202 | 0 | 0 | 0.032892 | 0.050122 | 0 | 0 | 0.033496 | 0.051041 | 0
T&D ($/annual kWh) | 0 | 11-HTL-Lodging–Hotel(GuestRooms)-LIT_INT | 7 | TD:0:11-HTL-Lodging–Hotel(GuestRooms)-LIT_INT:7 | 0 | 0.0048558 | 0.0073993 | 0 | 0 | 0.0049529 | 0.0075473 | 0 | 0 | 0.0050519 | 0.0076982 | 0 | 0 | 0.005153 | 0.0078522 | 0 | 0 | 0.005256 | 0.0080092 | 0 | 0 | 0.0053612 | 0.0081694 | 0 | 0 | 0.0054684 | 0.0083328 | 0 | 0 | 0.0055778 | 0.0084994 | 0 | 0 | 0.0056893 | 0.0086694 | 0 | 0 | 0.0058031 | 0.0088428 | 0 | 0 | 0.0059192 | 0.0090197 | 0 | 0 | 0.0060375 | 0.0092001 | 0 | 0 | 0.0061583 | 0.0093841 | 0 | 0 | 0.0062815 | 0.0095718 | 0 | 0 | 0.0064071 | 0.0097632 | 0 | 0 | 0.0065352 | 0.0099585 | 0 | 0 | 0.0066659 | 0.010158 | 0 | 0 | 0.0067993 | 0.010361 | 0 | 0 | 0.0069352 | 0.010568 | 0 | 0 | 0.0070739 | 0.010779 | 0 | 0 | 0.0072154 | 0.010995 | 0 | 0 | 0.0073597 | 0.011215 | 0 | 0 | 0.0074971 | 0.011424 | 0 | 0 | 0.0076372 | 0.011638 | 0 | 0 | 0.0077773 | 0.011851 | 0
T&D ($/annual kWh) | 0 | 11-HTL-Lodging–Hotel(GuestRooms)-LIT_INT | 10 | TD:0:11-HTL-Lodging–Hotel(GuestRooms)-LIT_INT:10 | 0 | 0.0052655 | 0.0080236 | 0 | 0 | 0.0053708 | 0.0081841 | 0 | 0 | 0.0054782 | 0.0083477 | 0 | 0 | 0.0055878 | 0.0085147 | 0 | 0 | 0.0056995 | 0.008685 | 0 | 0 | 0.0058135 | 0.0088587 | 0 | 0 | 0.0059298 | 0.0090359 | 0 | 0 | 0.0060484 | 0.0092166 | 0 | 0 | 0.0061694 | 0.0094009 | 0 | 0 | 0.0062927 | 0.0095889 | 0 | 0 | 0.0064186 | 0.0097807 | 0 | 0 | 0.006547 | 0.0099763 | 0 | 0 | 0.0066779 | 0.010176 | 0 | 0 | 0.0068115 | 0.010379 | 0 | 0 | 0.0069477 | 0.010587 | 0 | 0 | 0.0070866 | 0.010799 | 0 | 0 | 0.0072284 | 0.011015 | 0 | 0 | 0.0073729 | 0.011235 | 0 | 0 | 0.0075204 | 0.01146 | 0 | 0 | 0.0076708 | 0.011689 | 0 | 0 | 0.0078242 | 0.011923 | 0 | 0 | 0.0079807 | 0.012161 | 0 | 0 | 0.0081296 | 0.012388 | 0 | 0 | 0.0082816 | 0.01262 | 0 | 0 | 0.0084335 | 0.012851 | 0
T&D ($/annual kWh) | 0 | 11-HTL-Lodging–Hotel(GuestRooms)-LIT_INT | 14 | TD:0:11-HTL-Lodging–Hotel(GuestRooms)-LIT_INT:14 | 0 | 0.0052913 | 0.0080629 | 0 | 0 | 0.0053971 | 0.0082241 | 0 | 0 | 0.005505 | 0.0083886 | 0 | 0 | 0.0056151 | 0.0085564 | 0 | 0 | 0.0057274 | 0.0087275 | 0 | 0 | 0.005842 | 0.0089021 | 0 | 0 | 0.0059588 | 0.0090801 | 0 | 0 | 0.006078 | 0.0092617 | 0 | 0 | 0.0061996 | 0.0094469 | 0 | 0 | 0.0063235 | 0.0096359 | 0 | 0 | 0.00645 | 0.0098286 | 0 | 0 | 0.006579 | 0.010025 | 0 | 0 | 0.0067106 | 0.010226 | 0 | 0 | 0.0068448 | 0.01043 | 0 | 0 | 0.0069817 | 0.010639 | 0 | 0 | 0.0071213 | 0.010852 | 0 | 0 | 0.0072638 | 0.011069 | 0 | 0 | 0.007409 | 0.01129 | 0 | 0 | 0.0075572 | 0.011516 | 0 | 0 | 0.0077084 | 0.011746 | 0 | 0 | 0.0078625 | 0.011981 | 0 | 0 | 0.0080198 | 0.012221 | 0 | 0 | 0.0081694 | 0.012449 | 0 | 0 | 0.0083221 | 0.012681 | 0 | 0 | 0.0084748 | 0.012914 | 0
T&D ($/annual kWh) | 0 | 11-HTL-Lodging–Hotel(GuestRooms)-LIT_INT | 15 | TD:0:11-HTL-Lodging–Hotel(GuestRooms)-LIT_INT:15 | 0 | 0.0052881 | 0.008057 | 0 | 0 | 0.0053939 | 0.0082182 | 0 | 0 | 0.0055017 | 0.0083826 | 0 | 0 | 0.0056118 | 0.0085502 | 0 | 0 | 0.005724 | 0.0087212 | 0 | 0 | 0.0058385 | 0.0088956 | 0 | 0 | 0.0059552 | 0.0090735 | 0 | 0 | 0.0060744 | 0.009255 | 0 | 0 | 0.0061958 | 0.0094401 | 0 | 0 | 0.0063198 | 0.0096289 | 0 | 0 | 0.0064462 | 0.0098215 | 0 | 0 | 0.0065751 | 0.010018 | 0 | 0 | 0.0067066 | 0.010218 | 0 | 0 | 0.0068407 | 0.010423 | 0 | 0 | 0.0069775 | 0.010631 | 0 | 0 | 0.0071171 | 0.010844 | 0 | 0 | 0.0072594 | 0.011061 | 0 | 0 | 0.0074046 | 0.011282 | 0 | 0 | 0.0075527 | 0.011507 | 0 | 0 | 0.0077037 | 0.011738 | 0 | 0 | 0.0078578 | 0.011972 | 0 | 0 | 0.008015 | 0.012212 | 0 | 0 | 0.0081645 | 0.01244 | 0 | 0 | 0.0083171 | 0.012672 | 0 | 0 | 0.0084697 | 0.012905 | 0
T&D ($/annual kWh) | 0 | 11-HTL-Lodging–Hotel(GuestRooms)-LIT_INT | SYSTEM | TD:0:11-HTL-Lodging–Hotel(GuestRooms)-LIT_INT:SYSTEM | 0 | 0.0048558 | 0.0073993 | 0 | 0 | 0.0049529 | 0.0075473 | 0 | 0 | 0.0050519 | 0.0076982 | 0 | 0 | 0.005153 | 0.0078522 | 0 | 0 | 0.005256 | 0.0080092 | 0 | 0 | 0.0053612 | 0.0081694 | 0 | 0 | 0.0054684 | 0.0083328 | 0 | 0 | 0.0055778 | 0.0084994 | 0 | 0 | 0.0056893 | 0.0086694 | 0 | 0 | 0.0058031 | 0.0088428 | 0 | 0 | 0.0059192 | 0.0090197 | 0 | 0 | 0.0060375 | 0.0092001 | 0 | 0 | 0.0061583 | 0.0093841 | 0 | 0 | 0.0062815 | 0.0095718 | 0 | 0 | 0.0064071 | 0.0097632 | 0 | 0 | 0.0065352 | 0.0099585 | 0 | 0 | 0.0066659 | 0.010158 | 0 | 0 | 0.0067993 | 0.010361 | 0 | 0 | 0.0069352 | 0.010568 | 0 | 0 | 0.0070739 | 0.010779 | 0 | 0 | 0.0072154 | 0.010995 | 0 | 0 | 0.0073597 | 0.011215 | 0 | 0 | 0.0074971 | 0.011424 | 0 | 0 | 0.0076372 | 0.011638 | 0 | 0 | 0.0077773 | 0.011851 | 0
T&D ($/annual kWh) | 0 | 11-HTL-Lodging–Hotel(GuestRooms)-OFF_EQ | 7 | TD:0:11-HTL-Lodging–Hotel(GuestRooms)-OFF_EQ:7 | 0 | 0.0050592 | 0.0077093 | 0 | 0 | 0.0051604 | 0.0078634 | 0 | 0 | 0.0052636 | 0.0080207 | 0 | 0 | 0.0053689 | 0.0081811 | 0 | 0 | 0.0054762 | 0.0083448 | 0 | 0 | 0.0055858 | 0.0085116 | 0 | 0 | 0.0056975 | 0.0086819 | 0 | 0 | 0.0058114 | 0.0088555 | 0 | 0 | 0.0059277 | 0.0090326 | 0 | 0 | 0.0060462 | 0.0092133 | 0 | 0 | 0.0061671 | 0.0093975 | 0 | 0 | 0.0062905 | 0.0095855 | 0 | 0 | 0.0064163 | 0.0097772 | 0 | 0 | 0.0065446 | 0.0099728 | 0 | 0 | 0.0066755 | 0.010172 | 0 | 0 | 0.006809 | 0.010376 | 0 | 0 | 0.0069452 | 0.010583 | 0 | 0 | 0.0070841 | 0.010795 | 0 | 0 | 0.0072258 | 0.011011 | 0 | 0 | 0.0073703 | 0.011231 | 0 | 0 | 0.0075177 | 0.011456 | 0 | 0 | 0.0076681 | 0.011685 | 0 | 0 | 0.0078111 | 0.011903 | 0 | 0 | 0.0079571 | 0.012125 | 0 | 0 | 0.0081031 | 0.012348 | 0
T&D ($/annual kWh) | 0 | 11-HTL-Lodging–Hotel(GuestRooms)-OFF_EQ | 10 | TD:0:11-HTL-Lodging–Hotel(GuestRooms)-OFF_EQ:10 | 0 | 0.0054456 | 0.0082981 | 0 | 0 | 0.0055545 | 0.008464 | 0 | 0 | 0.0056656 | 0.0086333 | 0 | 0 | 0.0057789 | 0.008806 | 0 | 0 | 0.0058945 | 0.0089821 | 0 | 0 | 0.0060124 | 0.0091617 | 0 | 0 | 0.0061326 | 0.009345 | 0 | 0 | 0.0062553 | 0.0095319 | 0 | 0 | 0.0063804 | 0.0097225 | 0 | 0 | 0.006508 | 0.0099169 | 0 | 0 | 0.0066382 | 0.010115 | 0 | 0 | 0.0067709 | 0.010318 | 0 | 0 | 0.0069063 | 0.010524 | 0 | 0 | 0.0070445 | 0.010734 | 0 | 0 | 0.0071854 | 0.010949 | 0 | 0 | 0.0073291 | 0.011168 | 0 | 0 | 0.0074756 | 0.011391 | 0 | 0 | 0.0076252 | 0.011619 | 0 | 0 | 0.0077777 | 0.011852 | 0 | 0 | 0.0079332 | 0.012089 | 0 | 0 | 0.0080919 | 0.01233 | 0 | 0 | 0.0082537 | 0.012577 | 0 | 0 | 0.0084077 | 0.012812 | 0 | 0 | 0.0085649 | 0.013051 | 0 | 0 | 0.008722 | 0.013291 | 0
T&D ($/annual kWh) | 0 | 11-HTL-Lodging–Hotel(GuestRooms)-OFF_EQ | 14 | TD:0:11-HTL-Lodging–Hotel(GuestRooms)-OFF_EQ:14 | 0 | 0.0054699 | 0.0083351 | 0 | 0 | 0.0055793 | 0.0085018 | 0 | 0 | 0.0056909 | 0.0086718 | 0 | 0 | 0.0058047 | 0.0088453 | 0 | 0 | 0.0059208 | 0.0090222 | 0 | 0 | 0.0060392 | 0.0092026 | 0 | 0 | 0.00616 | 0.0093867 | 0 | 0 | 0.0062832 | 0.0095744 | 0 | 0 | 0.0064089 | 0.0097659 | 0 | 0 | 0.0065371 | 0.0099612 | 0 | 0 | 0.0066678 | 0.01016 | 0 | 0 | 0.0068011 | 0.010364 | 0 | 0 | 0.0069372 | 0.010571 | 0 | 0 | 0.0070759 | 0.010782 | 0 | 0 | 0.0072174 | 0.010998 | 0 | 0 | 0.0073618 | 0.011218 | 0 | 0 | 0.007509 | 0.011442 | 0 | 0 | 0.0076592 | 0.011671 | 0 | 0 | 0.0078124 | 0.011905 | 0 | 0 | 0.0079686 | 0.012143 | 0 | 0 | 0.008128 | 0.012386 | 0 | 0 | 0.0082906 | 0.012633 | 0 | 0 | 0.0084453 | 0.012869 | 0 | 0 | 0.0086031 | 0.013109 | 0 | 0 | 0.0087609 | 0.01335 | 0
T&D ($/annual kWh) | 0 | 11-HTL-Lodging–Hotel(GuestRooms)-OFF_EQ | 15 | TD:0:11-HTL-Lodging–Hotel(GuestRooms)-OFF_EQ:15 | 0 | 0.0054565 | 0.0083139 | 0 | 0 | 0.0055657 | 0.0084801 | 0 | 0 | 0.005677 | 0.0086497 | 0 | 0 | 0.0057905 | 0.0088227 | 0 | 0 | 0.0059063 | 0.0089992 | 0 | 0 | 0.0060245 | 0.0091792 | 0 | 0 | 0.0061449 | 0.0093628 | 0 | 0 | 0.0062678 | 0.00955 | 0 | 0 | 0.0063932 | 0.009741 | 0 | 0 | 0.0065211 | 0.0099358 | 0 | 0 | 0.0066515 | 0.010135 | 0 | 0 | 0.0067845 | 0.010337 | 0 | 0 | 0.0069202 | 0.010544 | 0 | 0 | 0.0070586 | 0.010755 | 0 | 0 | 0.0071998 | 0.01097 | 0 | 0 | 0.0073438 | 0.011189 | 0 | 0 | 0.0074907 | 0.011413 | 0 | 0 | 0.0076405 | 0.011641 | 0 | 0 | 0.0077933 | 0.011874 | 0 | 0 | 0.0079491 | 0.012112 | 0 | 0 | 0.0081081 | 0.012354 | 0 | 0 | 0.0082703 | 0.012601 | 0 | 0 | 0.0084246 | 0.012836 | 0 | 0 | 0.0085821 | 0.013076 | 0 | 0 | 0.0087395 | 0.013316 | 0
T&D ($/annual kWh) | 0 | 11-HTL-Lodging–Hotel(GuestRooms)-OFF_EQ | SYSTEM | TD:0:11-HTL-Lodging–Hotel(GuestRooms)-OFF_EQ:SYSTEM | 0 | 0.0050592 | 0.0077093 | 0 | 0 | 0.0051604 | 0.0078634 | 0 | 0 | 0.0052636 | 0.0080207 | 0 | 0 | 0.0053689 | 0.0081811 | 0 | 0 | 0.0054762 | 0.0083448 | 0 | 0 | 0.0055858 | 0.0085116 | 0 | 0 | 0.0056975 | 0.0086819 | 0 | 0 | 0.0058114 | 0.0088555 | 0 | 0 | 0.0059277 | 0.0090326 | 0 | 0 | 0.0060462 | 0.0092133 | 0 | 0 | 0.0061671 | 0.0093975 | 0 | 0 | 0.0062905 | 0.0095855 | 0 | 0 | 0.0064163 | 0.0097772 | 0 | 0 | 0.0065446 | 0.0099728 | 0 | 0 | 0.0066755 | 0.010172 | 0 | 0 | 0.006809 | 0.010376 | 0 | 0 | 0.0069452 | 0.010583 | 0 | 0 | 0.0070841 | 0.010795 | 0 | 0 | 0.0072258 | 0.011011 | 0 | 0 | 0.0073703 | 0.011231 | 0 | 0 | 0.0075177 | 0.011456 | 0 | 0 | 0.0076681 | 0.011685 | 0 | 0 | 0.0078111 | 0.011903 | 0 | 0 | 0.0079571 | 0.012125 | 0 | 0 | 0.0081031 | 0.012348 | 0
T&D ($/annual kWh) | 0 | 11-HTL-Lodging–Hotel(GuestRooms)-LIT_EXT | 7 | TD:0:11-HTL-Lodging–Hotel(GuestRooms)-LIT_EXT:7 | 0 | 0.00021022 | 0.00032034 | 0 | 0 | 0.00021443 | 0.00032674 | 0 | 0 | 0.00021871 | 0.00033328 | 0 | 0 | 0.00022309 | 0.00033994 | 0 | 0 | 0.00022755 | 0.00034674 | 0 | 0 | 0.0002321 | 0.00035368 | 0 | 0 | 0.00023674 | 0.00036075 | 0 | 0 | 0.00024148 | 0.00036797 | 0 | 0 | 0.00024631 | 0.00037533 | 0 | 0 | 0.00025123 | 0.00038283 | 0 | 0 | 0.00025626 | 0.00039049 | 0 | 0 | 0.00026138 | 0.0003983 | 0 | 0 | 0.00026661 | 0.00040627 | 0 | 0 | 0.00027194 | 0.00041439 | 0 | 0 | 0.00027738 | 0.00042268 | 0 | 0 | 0.00028293 | 0.00043113 | 0 | 0 | 0.00028859 | 0.00043975 | 0 | 0 | 0.00029436 | 0.00044855 | 0 | 0 | 0.00030025 | 0.00045752 | 0 | 0 | 0.00030625 | 0.00046667 | 0 | 0 | 0.00031238 | 0.000476 | 0 | 0 | 0.00031863 | 0.00048553 | 0 | 0 | 0.00032457 | 0.00049458 | 0 | 0 | 0.00033064 | 0.00050383 | 0 | 0 | 0.0003367 | 0.00051307 | 0
T&D ($/annual kWh) | 0 | 11-HTL-Lodging–Hotel(GuestRooms)-LIT_EXT | 10 | TD:0:11-HTL-Lodging–Hotel(GuestRooms)-LIT_EXT:10 | 0 | 0.00022799 | 0.00034742 | 0 | 0 | 0.00023255 | 0.00035437 | 0 | 0 | 0.0002372 | 0.00036146 | 0 | 0 | 0.00024195 | 0.00036868 | 0 | 0 | 0.00024679 | 0.00037606 | 0 | 0 | 0.00025172 | 0.00038358 | 0 | 0 | 0.00025676 | 0.00039125 | 0 | 0 | 0.00026189 | 0.00039908 | 0 | 0 | 0.00026713 | 0.00040706 | 0 | 0 | 0.00027247 | 0.0004152 | 0 | 0 | 0.00027792 | 0.0004235 | 0 | 0 | 0.00028348 | 0.00043197 | 0 | 0 | 0.00028915 | 0.00044061 | 0 | 0 | 0.00029493 | 0.00044942 | 0 | 0 | 0.00030083 | 0.00045841 | 0 | 0 | 0.00030685 | 0.00046758 | 0 | 0 | 0.00031299 | 0.00047693 | 0 | 0 | 0.00031925 | 0.00048647 | 0 | 0 | 0.00032563 | 0.0004962 | 0 | 0 | 0.00033214 | 0.00050612 | 0 | 0 | 0.00033879 | 0.00051625 | 0 | 0 | 0.00034556 | 0.00052657 | 0 | 0 | 0.00035201 | 0.0005364 | 0 | 0 | 0.00035859 | 0.00054642 | 0 | 0 | 0.00036517 | 0.00055645 | 0
T&D ($/annual kWh) | 0 | 11-HTL-Lodging–Hotel(GuestRooms)-LIT_EXT | 14 | TD:0:11-HTL-Lodging–Hotel(GuestRooms)-LIT_EXT:14 | 0 | 0.00022911 | 0.00034912 | 0 | 0 | 0.00023369 | 0.00035611 | 0 | 0 | 0.00023837 | 0.00036323 | 0 | 0 | 0.00024314 | 0.00037049 | 0 | 0 | 0.000248 | 0.0003779 | 0 | 0 | 0.00025296 | 0.00038546 | 0 | 0 | 0.00025802 | 0.00039317 | 0 | 0 | 0.00026318 | 0.00040103 | 0 | 0 | 0.00026844 | 0.00040905 | 0 | 0 | 0.00027381 | 0.00041723 | 0 | 0 | 0.00027929 | 0.00042558 | 0 | 0 | 0.00028487 | 0.00043409 | 0 | 0 | 0.00029057 | 0.00044277 | 0 | 0 | 0.00029638 | 0.00045163 | 0 | 0 | 0.00030231 | 0.00046066 | 0 | 0 | 0.00030835 | 0.00046987 | 0 | 0 | 0.00031452 | 0.00047927 | 0 | 0 | 0.00032081 | 0.00048886 | 0 | 0 | 0.00032723 | 0.00049863 | 0 | 0 | 0.00033377 | 0.00050861 | 0 | 0 | 0.00034045 | 0.00051878 | 0 | 0 | 0.00034726 | 0.00052915 | 0 | 0 | 0.00035374 | 0.00053903 | 0 | 0 | 0.00036035 | 0.0005491 | 0 | 0 | 0.00036696 | 0.00055918 | 0
T&D ($/annual kWh) | 0 | 11-HTL-Lodging–Hotel(GuestRooms)-LIT_EXT | 15 | TD:0:11-HTL-Lodging–Hotel(GuestRooms)-LIT_EXT:15 | 0 | 0.00028403 | 0.00043117 | 0 | 0 | 0.00028971 | 0.00043979 | 0 | 0 | 0.0002955 | 0.00044859 | 0 | 0 | 0.00030141 | 0.00045756 | 0 | 0 | 0.00030744 | 0.00046671 | 0 | 0 | 0.00031359 | 0.00047605 | 0 | 0 | 0.00031986 | 0.00048557 | 0 | 0 | 0.00032626 | 0.00049528 | 0 | 0 | 0.00033278 | 0.00050519 | 0 | 0 | 0.00033944 | 0.00051529 | 0 | 0 | 0.00034623 | 0.0005256 | 0 | 0 | 0.00035315 | 0.00053611 | 0 | 0 | 0.00036021 | 0.00054683 | 0 | 0 | 0.00036742 | 0.00055777 | 0 | 0 | 0.00037477 | 0.00056892 | 0 | 0 | 0.00038226 | 0.0005803 | 0 | 0 | 0.00038991 | 0.00059191 | 0 | 0 | 0.00039771 | 0.00060374 | 0 | 0 | 0.00040566 | 0.00061582 | 0 | 0 | 0.00041377 | 0.00062813 | 0 | 0 | 0.00042205 | 0.0006407 | 0 | 0 | 0.00043049 | 0.00065351 | 0 | 0 | 0.00043852 | 0.00066571 | 0 | 0 | 0.00044672 | 0.00067815 | 0 | 0 | 0.00045491 | 0.00069059 | 0
T&D ($/annual kWh) | 0 | 11-HTL-Lodging–Hotel(GuestRooms)-LIT_EXT | SYSTEM | TD:0:11-HTL-Lodging–Hotel(GuestRooms)-LIT_EXT:SYSTEM | 0 | 0.00021022 | 0.00032034 | 0 | 0 | 0.00021443 | 0.00032674 | 0 | 0 | 0.00021871 | 0.00033328 | 0 | 0 | 0.00022309 | 0.00033994 | 0 | 0 | 0.00022755 | 0.00034674 | 0 | 0 | 0.0002321 | 0.00035368 | 0 | 0 | 0.00023674 | 0.00036075 | 0 | 0 | 0.00024148 | 0.00036797 | 0 | 0 | 0.00024631 | 0.00037533 | 0 | 0 | 0.00025123 | 0.00038283 | 0 | 0 | 0.00025626 | 0.00039049 | 0 | 0 | 0.00026138 | 0.0003983 | 0 | 0 | 0.00026661 | 0.00040627 | 0 | 0 | 0.00027194 | 0.00041439 | 0 | 0 | 0.00027738 | 0.00042268 | 0 | 0 | 0.00028293 | 0.00043113 | 0 | 0 | 0.00028859 | 0.00043975 | 0 | 0 | 0.00029436 | 0.00044855 | 0 | 0 | 0.00030025 | 0.00045752 | 0 | 0 | 0.00030625 | 0.00046667 | 0 | 0 | 0.00031238 | 0.000476 | 0 | 0 | 0.00031863 | 0.00048553 | 0 | 0 | 0.00032457 | 0.00049458 | 0 | 0 | 0.00033064 | 0.00050383 | 0 | 0 | 0.0003367 | 0.00051307 | 0
T&D ($/annual kWh) | 0 | 11-HTL-Lodging–Hotel(GuestRooms)-REFG | 7 | TD:0:11-HTL-Lodging–Hotel(GuestRooms)-REFG:7 | 0 | 0.0049645 | 0.007565 | 0 | 0 | 0.0050638 | 0.0077163 | 0 | 0 | 0.0051651 | 0.0078706 | 0 | 0 | 0.0052684 | 0.008028 | 0 | 0 | 0.0053738 | 0.0081886 | 0 | 0 | 0.0054813 | 0.0083524 | 0 | 0 | 0.0055909 | 0.0085194 | 0 | 0 | 0.0057027 | 0.0086898 | 0 | 0 | 0.0058167 | 0.0088636 | 0 | 0 | 0.0059331 | 0.0090409 | 0 | 0 | 0.0060517 | 0.0092217 | 0 | 0 | 0.0061728 | 0.0094061 | 0 | 0 | 0.0062962 | 0.0095943 | 0 | 0 | 0.0064222 | 0.0097861 | 0 | 0 | 0.0065506 | 0.0099819 | 0 | 0 | 0.0066816 | 0.010182 | 0 | 0 | 0.0068152 | 0.010385 | 0 | 0 | 0.0069516 | 0.010593 | 0 | 0 | 0.0070906 | 0.010805 | 0 | 0 | 0.0072324 | 0.011021 | 0 | 0 | 0.007377 | 0.011241 | 0 | 0 | 0.0075246 | 0.011466 | 0 | 0 | 0.007665 | 0.01168 | 0 | 0 | 0.0078082 | 0.011898 | 0 | 0 | 0.0079515 | 0.012117 | 0
T&D ($/annual kWh) | 0 | 11-HTL-Lodging–Hotel(GuestRooms)-REFG | 10 | TD:0:11-HTL-Lodging–Hotel(GuestRooms)-REFG:10 | 0 | 0.005398 | 0.0082256 | 0 | 0 | 0.005506 | 0.0083901 | 0 | 0 | 0.0056161 | 0.0085579 | 0 | 0 | 0.0057284 | 0.008729 | 0 | 0 | 0.005843 | 0.0089036 | 0 | 0 | 0.0059599 | 0.0090817 | 0 | 0 | 0.0060791 | 0.0092633 | 0 | 0 | 0.0062006 | 0.0094486 | 0 | 0 | 0.0063247 | 0.0096376 | 0 | 0 | 0.0064511 | 0.0098303 | 0 | 0 | 0.0065802 | 0.010027 | 0 | 0 | 0.0067118 | 0.010227 | 0 | 0 | 0.006846 | 0.010432 | 0 | 0 | 0.0069829 | 0.010641 | 0 | 0 | 0.0071226 | 0.010853 | 0 | 0 | 0.007265 | 0.011071 | 0 | 0 | 0.0074103 | 0.011292 | 0 | 0 | 0.0075585 | 0.011518 | 0 | 0 | 0.0077097 | 0.011748 | 0 | 0 | 0.0078639 | 0.011983 | 0 | 0 | 0.0080212 | 0.012223 | 0 | 0 | 0.0081816 | 0.012467 | 0 | 0 | 0.0083343 | 0.0127 | 0 | 0 | 0.00849 | 0.012937 | 0 | 0 | 0.0086458 | 0.013175 | 0
T&D ($/annual kWh) | 0 | 11-HTL-Lodging–Hotel(GuestRooms)-REFG | 14 | TD:0:11-HTL-Lodging–Hotel(GuestRooms)-REFG:14 | 0 | 0.0054253 | 0.0082671 | 0 | 0 | 0.0055338 | 0.0084325 | 0 | 0 | 0.0056445 | 0.0086011 | 0 | 0 | 0.0057574 | 0.0087731 | 0 | 0 | 0.0058725 | 0.0089486 | 0 | 0 | 0.00599 | 0.0091276 | 0 | 0 | 0.0061098 | 0.0093101 | 0 | 0 | 0.006232 | 0.0094963 | 0 | 0 | 0.0063566 | 0.0096863 | 0 | 0 | 0.0064837 | 0.00988 | 0 | 0 | 0.0066134 | 0.010078 | 0 | 0 | 0.0067457 | 0.010279 | 0 | 0 | 0.0068806 | 0.010485 | 0 | 0 | 0.0070182 | 0.010694 | 0 | 0 | 0.0071586 | 0.010908 | 0 | 0 | 0.0073017 | 0.011126 | 0 | 0 | 0.0074478 | 0.011349 | 0 | 0 | 0.0075967 | 0.011576 | 0 | 0 | 0.0077487 | 0.011808 | 0 | 0 | 0.0079036 | 0.012044 | 0 | 0 | 0.0080617 | 0.012285 | 0 | 0 | 0.008223 | 0.01253 | 0 | 0 | 0.0083764 | 0.012764 | 0 | 0 | 0.0085329 | 0.013003 | 0 | 0 | 0.0086895 | 0.013241 | 0
T&D ($/annual kWh) | 0 | 11-HTL-Lodging–Hotel(GuestRooms)-REFG | 15 | TD:0:11-HTL-Lodging–Hotel(GuestRooms)-REFG:15 | 0 | 0.0054194 | 0.0082573 | 0 | 0 | 0.0055278 | 0.0084224 | 0 | 0 | 0.0056384 | 0.0085909 | 0 | 0 | 0.0057512 | 0.0087627 | 0 | 0 | 0.0058662 | 0.008938 | 0 | 0 | 0.0059835 | 0.0091167 | 0 | 0 | 0.0061032 | 0.0092991 | 0 | 0 | 0.0062252 | 0.009485 | 0 | 0 | 0.0063497 | 0.0096747 | 0 | 0 | 0.0064767 | 0.0098682 | 0 | 0 | 0.0066063 | 0.010066 | 0 | 0 | 0.0067384 | 0.010267 | 0 | 0 | 0.0068732 | 0.010472 | 0 | 0 | 0.0070106 | 0.010682 | 0 | 0 | 0.0071508 | 0.010895 | 0 | 0 | 0.0072939 | 0.011113 | 0 | 0 | 0.0074397 | 0.011336 | 0 | 0 | 0.0075885 | 0.011562 | 0 | 0 | 0.0077403 | 0.011793 | 0 | 0 | 0.0078951 | 0.012029 | 0 | 0 | 0.008053 | 0.01227 | 0 | 0 | 0.0082141 | 0.012515 | 0 | 0 | 0.0083673 | 0.012749 | 0 | 0 | 0.0085237 | 0.012987 | 0 | 0 | 0.0086801 | 0.013225 | 0
T&D ($/annual kWh) | 0 | 11-HTL-Lodging–Hotel(GuestRooms)-REFG | SYSTEM | TD:0:11-HTL-Lodging–Hotel(GuestRooms)-REFG:SYSTEM | 0 | 0.0049645 | 0.007565 | 0 | 0 | 0.0050638 | 0.0077163 | 0 | 0 | 0.0051651 | 0.0078706 | 0 | 0 | 0.0052684 | 0.008028 | 0 | 0 | 0.0053738 | 0.0081886 | 0 | 0 | 0.0054813 | 0.0083524 | 0 | 0 | 0.0055909 | 0.0085194 | 0 | 0 | 0.0057027 | 0.0086898 | 0 | 0 | 0.0058167 | 0.0088636 | 0 | 0 | 0.0059331 | 0.0090409 | 0 | 0 | 0.0060517 | 0.0092217 | 0 | 0 | 0.0061728 | 0.0094061 | 0 | 0 | 0.0062962 | 0.0095943 | 0 | 0 | 0.0064222 | 0.0097861 | 0 | 0 | 0.0065506 | 0.0099819 | 0 | 0 | 0.0066816 | 0.010182 | 0 | 0 | 0.0068152 | 0.010385 | 0 | 0 | 0.0069516 | 0.010593 | 0 | 0 | 0.0070906 | 0.010805 | 0 | 0 | 0.0072324 | 0.011021 | 0 | 0 | 0.007377 | 0.011241 | 0 | 0 | 0.0075246 | 0.011466 | 0 | 0 | 0.007665 | 0.01168 | 0 | 0 | 0.0078082 | 0.011898 | 0 | 0 | 0.0079515 | 0.012117 | 0
T&D ($/annual kWh) | 0 | 11-HTL-Lodging–Hotel(GuestRooms)-VENT | 7 | TD:0:11-HTL-Lodging–Hotel(GuestRooms)-VENT:7 | 0 | 0.0046757 | 0.0071248 | 0 | 0 | 0.0047692 | 0.0072673 | 0 | 0 | 0.0048646 | 0.0074127 | 0 | 0 | 0.0049619 | 0.0075609 | 0 | 0 | 0.0050611 | 0.0077122 | 0 | 0 | 0.0051623 | 0.0078664 | 0 | 0 | 0.0052656 | 0.0080237 | 0 | 0 | 0.0053709 | 0.0081842 | 0 | 0 | 0.0054783 | 0.0083479 | 0 | 0 | 0.0055879 | 0.0085148 | 0 | 0 | 0.0056996 | 0.0086851 | 0 | 0 | 0.0058136 | 0.0088588 | 0 | 0 | 0.0059299 | 0.009036 | 0 | 0 | 0.0060485 | 0.0092167 | 0 | 0 | 0.0061695 | 0.0094011 | 0 | 0 | 0.0062928 | 0.0095891 | 0 | 0 | 0.0064187 | 0.0097809 | 0 | 0 | 0.0065471 | 0.0099765 | 0 | 0 | 0.006678 | 0.010176 | 0 | 0 | 0.0068116 | 0.01038 | 0 | 0 | 0.0069478 | 0.010587 | 0 | 0 | 0.0070868 | 0.010799 | 0 | 0 | 0.007219 | 0.011 | 0 | 0 | 0.0073539 | 0.011206 | 0 | 0 | 0.0074888 | 0.011412 | 0
T&D ($/annual kWh) | 0 | 11-HTL-Lodging–Hotel(GuestRooms)-VENT | 10 | TD:0:11-HTL-Lodging–Hotel(GuestRooms)-VENT:10 | 0 | 0.0050323 | 0.0076682 | 0 | 0 | 0.0051329 | 0.0078216 | 0 | 0 | 0.0052356 | 0.007978 | 0 | 0 | 0.0053403 | 0.0081376 | 0 | 0 | 0.0054471 | 0.0083004 | 0 | 0 | 0.0055561 | 0.0084664 | 0 | 0 | 0.0056672 | 0.0086357 | 0 | 0 | 0.0057805 | 0.0088084 | 0 | 0 | 0.0058961 | 0.0089846 | 0 | 0 | 0.006014 | 0.0091643 | 0 | 0 | 0.0061343 | 0.0093475 | 0 | 0 | 0.006257 | 0.0095345 | 0 | 0 | 0.0063822 | 0.0097252 | 0 | 0 | 0.0065098 | 0.0099197 | 0 | 0 | 0.00664 | 0.010118 | 0 | 0 | 0.0067728 | 0.01032 | 0 | 0 | 0.0069082 | 0.010527 | 0 | 0 | 0.0070464 | 0.010737 | 0 | 0 | 0.0071873 | 0.010952 | 0 | 0 | 0.0073311 | 0.011171 | 0 | 0 | 0.0074777 | 0.011395 | 0 | 0 | 0.0076273 | 0.011623 | 0 | 0 | 0.0077696 | 0.011839 | 0 | 0 | 0.0079148 | 0.012061 | 0 | 0 | 0.00806 | 0.012282 | 0
T&D ($/annual kWh) | 0 | 11-HTL-Lodging–Hotel(GuestRooms)-VENT | 14 | TD:0:11-HTL-Lodging–Hotel(GuestRooms)-VENT:14 | 0 | 0.0050547 | 0.0077024 | 0 | 0 | 0.0051558 | 0.0078565 | 0 | 0 | 0.0052589 | 0.0080136 | 0 | 0 | 0.0053641 | 0.0081739 | 0 | 0 | 0.0054714 | 0.0083374 | 0 | 0 | 0.0055808 | 0.0085041 | 0 | 0 | 0.0056924 | 0.0086742 | 0 | 0 | 0.0058063 | 0.0088477 | 0 | 0 | 0.0059224 | 0.0090246 | 0 | 0 | 0.0060409 | 0.0092051 | 0 | 0 | 0.0061617 | 0.0093892 | 0 | 0 | 0.0062849 | 0.009577 | 0 | 0 | 0.0064106 | 0.0097686 | 0 | 0 | 0.0065388 | 0.0099639 | 0 | 0 | 0.0066696 | 0.010163 | 0 | 0 | 0.006803 | 0.010366 | 0 | 0 | 0.0069391 | 0.010574 | 0 | 0 | 0.0070778 | 0.010785 | 0 | 0 | 0.0072194 | 0.011001 | 0 | 0 | 0.0073638 | 0.011221 | 0 | 0 | 0.0075111 | 0.011445 | 0 | 0 | 0.0076613 | 0.011674 | 0 | 0 | 0.0078042 | 0.011892 | 0 | 0 | 0.0079501 | 0.012114 | 0 | 0 | 0.0080959 | 0.012337 | 0
T&D ($/annual kWh) | 0 | 11-HTL-Lodging–Hotel(GuestRooms)-VENT | 15 | TD:0:11-HTL-Lodging–Hotel(GuestRooms)-VENT:15 | 0 | 0.005046 | 0.0076883 | 0 | 0 | 0.005147 | 0.0078421 | 0 | 0 | 0.0052499 | 0.0079989 | 0 | 0 | 0.0053549 | 0.0081589 | 0 | 0 | 0.005462 | 0.0083221 | 0 | 0 | 0.0055712 | 0.0084885 | 0 | 0 | 0.0056827 | 0.0086583 | 0 | 0 | 0.0057963 | 0.0088314 | 0 | 0 | 0.0059122 | 0.0090081 | 0 | 0 | 0.0060305 | 0.0091882 | 0 | 0 | 0.0061511 | 0.009372 | 0 | 0 | 0.0062741 | 0.0095594 | 0 | 0 | 0.0063996 | 0.0097506 | 0 | 0 | 0.0065276 | 0.0099456 | 0 | 0 | 0.0066581 | 0.010145 | 0 | 0 | 0.0067913 | 0.010347 | 0 | 0 | 0.0069271 | 0.010554 | 0 | 0 | 0.0070657 | 0.010765 | 0 | 0 | 0.007207 | 0.010981 | 0 | 0 | 0.0073511 | 0.0112 | 0 | 0 | 0.0074981 | 0.011424 | 0 | 0 | 0.0076481 | 0.011653 | 0 | 0 | 0.0077908 | 0.01187 | 0 | 0 | 0.0079364 | 0.012092 | 0 | 0 | 0.008082 | 0.012314 | 0
T&D ($/annual kWh) | 0 | 11-HTL-Lodging–Hotel(GuestRooms)-VENT | SYSTEM | TD:0:11-HTL-Lodging–Hotel(GuestRooms)-VENT:SYSTEM | 0 | 0.0046757 | 0.0071248 | 0 | 0 | 0.0047692 | 0.0072673 | 0 | 0 | 0.0048646 | 0.0074127 | 0 | 0 | 0.0049619 | 0.0075609 | 0 | 0 | 0.0050611 | 0.0077122 | 0 | 0 | 0.0051623 | 0.0078664 | 0 | 0 | 0.0052656 | 0.0080237 | 0 | 0 | 0.0053709 | 0.0081842 | 0 | 0 | 0.0054783 | 0.0083479 | 0 | 0 | 0.0055879 | 0.0085148 | 0 | 0 | 0.0056996 | 0.0086851 | 0 | 0 | 0.0058136 | 0.0088588 | 0 | 0 | 0.0059299 | 0.009036 | 0 | 0 | 0.0060485 | 0.0092167 | 0 | 0 | 0.0061695 | 0.0094011 | 0 | 0 | 0.0062928 | 0.0095891 | 0 | 0 | 0.0064187 | 0.0097809 | 0 | 0 | 0.0065471 | 0.0099765 | 0 | 0 | 0.006678 | 0.010176 | 0 | 0 | 0.0068116 | 0.01038 | 0 | 0 | 0.0069478 | 0.010587 | 0 | 0 | 0.0070868 | 0.010799 | 0 | 0 | 0.007219 | 0.011 | 0 | 0 | 0.0073539 | 0.011206 | 0 | 0 | 0.0074888 | 0.011412 | 0
T&D ($/annual kWh) | 0 | 12-MBT-Manufacturing–Bio/Tech-AG_PUMP | 7 | TD:0:12-MBT-Manufacturing–Bio/Tech-AG_PUMP:7 | 0 | 0.0068364 | 0.010417 | 0 | 0 | 0.0069731 | 0.010626 | 0 | 0 | 0.0071126 | 0.010838 | 0 | 0 | 0.0072548 | 0.011055 | 0 | 0 | 0.0073999 | 0.011276 | 0 | 0 | 0.0075479 | 0.011502 | 0 | 0 | 0.0076989 | 0.011732 | 0 | 0 | 0.0078529 | 0.011966 | 0 | 0 | 0.0080099 | 0.012206 | 0 | 0 | 0.0081701 | 0.01245 | 0 | 0 | 0.0083335 | 0.012699 | 0 | 0 | 0.0085002 | 0.012953 | 0 | 0 | 0.0086702 | 0.013212 | 0 | 0 | 0.0088436 | 0.013476 | 0 | 0 | 0.0090205 | 0.013745 | 0 | 0 | 0.0092009 | 0.01402 | 0 | 0 | 0.0093849 | 0.014301 | 0 | 0 | 0.0095726 | 0.014587 | 0 | 0 | 0.0097641 | 0.014879 | 0 | 0 | 0.0099593 | 0.015176 | 0 | 0 | 0.010159 | 0.01548 | 0 | 0 | 0.010362 | 0.015789 | 0 | 0 | 0.010555 | 0.016084 | 0 | 0 | 0.010752 | 0.016384 | 0 | 0 | 0.01095 | 0.016685 | 0
T&D ($/annual kWh) | 0 | 12-MBT-Manufacturing–Bio/Tech-AG_PUMP | 10 | TD:0:12-MBT-Manufacturing–Bio/Tech-AG_PUMP:10 | 0 | 0.0073621 | 0.011218 | 0 | 0 | 0.0075094 | 0.011443 | 0 | 0 | 0.0076595 | 0.011672 | 0 | 0 | 0.0078127 | 0.011905 | 0 | 0 | 0.007969 | 0.012143 | 0 | 0 | 0.0081284 | 0.012386 | 0 | 0 | 0.0082909 | 0.012634 | 0 | 0 | 0.0084568 | 0.012886 | 0 | 0 | 0.0086259 | 0.013144 | 0 | 0 | 0.0087984 | 0.013407 | 0 | 0 | 0.0089744 | 0.013675 | 0 | 0 | 0.0091539 | 0.013949 | 0 | 0 | 0.0093369 | 0.014228 | 0 | 0 | 0.0095237 | 0.014512 | 0 | 0 | 0.0097142 | 0.014803 | 0 | 0 | 0.0099084 | 0.015099 | 0 | 0 | 0.010107 | 0.015401 | 0 | 0 | 0.010309 | 0.015709 | 0 | 0 | 0.010515 | 0.016023 | 0 | 0 | 0.010725 | 0.016343 | 0 | 0 | 0.01094 | 0.01667 | 0 | 0 | 0.011159 | 0.017003 | 0 | 0 | 0.011367 | 0.017321 | 0 | 0 | 0.011579 | 0.017644 | 0 | 0 | 0.011792 | 0.017968 | 0
T&D ($/annual kWh) | 0 | 12-MBT-Manufacturing–Bio/Tech-AG_PUMP | 14 | TD:0:12-MBT-Manufacturing–Bio/Tech-AG_PUMP:14 | 0 | 0.0073952 | 0.011269 | 0 | 0 | 0.0075431 | 0.011494 | 0 | 0 | 0.007694 | 0.011724 | 0 | 0 | 0.0078478 | 0.011959 | 0 | 0 | 0.0080048 | 0.012198 | 0 | 0 | 0.0081649 | 0.012442 | 0 | 0 | 0.0083282 | 0.012691 | 0 | 0 | 0.0084948 | 0.012944 | 0 | 0 | 0.0086647 | 0.013203 | 0 | 0 | 0.0088379 | 0.013467 | 0 | 0 | 0.0090147 | 0.013737 | 0 | 0 | 0.009195 | 0.014011 | 0 | 0 | 0.0093789 | 0.014292 | 0 | 0 | 0.0095665 | 0.014577 | 0 | 0 | 0.0097578 | 0.014869 | 0 | 0 | 0.009953 | 0.015166 | 0 | 0 | 0.010152 | 0.01547 | 0 | 0 | 0.010355 | 0.015779 | 0 | 0 | 0.010562 | 0.016095 | 0 | 0 | 0.010773 | 0.016417 | 0 | 0 | 0.010989 | 0.016745 | 0 | 0 | 0.011209 | 0.01708 | 0 | 0 | 0.011418 | 0.017399 | 0 | 0 | 0.011631 | 0.017724 | 0 | 0 | 0.011845 | 0.018049 | 0
T&D ($/annual kWh) | 0 | 12-MBT-Manufacturing–Bio/Tech-AG_PUMP | 15 | TD:0:12-MBT-Manufacturing–Bio/Tech-AG_PUMP:15 | 0 | 0.0073799 | 0.011244 | 0 | 0 | 0.0075275 | 0.011469 | 0 | 0 | 0.007678 | 0.011699 | 0 | 0 | 0.0078316 | 0.011933 | 0 | 0 | 0.0079882 | 0.012171 | 0 | 0 | 0.008148 | 0.012415 | 0 | 0 | 0.008311 | 0.012663 | 0 | 0 | 0.0084772 | 0.012916 | 0 | 0 | 0.0086467 | 0.013175 | 0 | 0 | 0.0088197 | 0.013438 | 0 | 0 | 0.0089961 | 0.013707 | 0 | 0 | 0.009176 | 0.013981 | 0 | 0 | 0.0093595 | 0.014261 | 0 | 0 | 0.0095467 | 0.014546 | 0 | 0 | 0.0097376 | 0.014837 | 0 | 0 | 0.0099324 | 0.015133 | 0 | 0 | 0.010131 | 0.015436 | 0 | 0 | 0.010334 | 0.015745 | 0 | 0 | 0.01054 | 0.01606 | 0 | 0 | 0.010751 | 0.016381 | 0 | 0 | 0.010966 | 0.016708 | 0 | 0 | 0.011185 | 0.017043 | 0 | 0 | 0.011394 | 0.017361 | 0 | 0 | 0.011607 | 0.017685 | 0 | 0 | 0.01182 | 0.01801 | 0
T&D ($/annual kWh) | 0 | 12-MBT-Manufacturing–Bio/Tech-AG_PUMP | SYSTEM | TD:0:12-MBT-Manufacturing–Bio/Tech-AG_PUMP:SYSTEM | 0 | 0.0068364 | 0.010417 | 0 | 0 | 0.0069731 | 0.010626 | 0 | 0 | 0.0071126 | 0.010838 | 0 | 0 | 0.0072548 | 0.011055 | 0 | 0 | 0.0073999 | 0.011276 | 0 | 0 | 0.0075479 | 0.011502 | 0 | 0 | 0.0076989 | 0.011732 | 0 | 0 | 0.0078529 | 0.011966 | 0 | 0 | 0.0080099 | 0.012206 | 0 | 0 | 0.0081701 | 0.01245 | 0 | 0 | 0.0083335 | 0.012699 | 0 | 0 | 0.0085002 | 0.012953 | 0 | 0 | 0.0086702 | 0.013212 | 0 | 0 | 0.0088436 | 0.013476 | 0 | 0 | 0.0090205 | 0.013745 | 0 | 0 | 0.0092009 | 0.01402 | 0 | 0 | 0.0093849 | 0.014301 | 0 | 0 | 0.0095726 | 0.014587 | 0 | 0 | 0.0097641 | 0.014879 | 0 | 0 | 0.0099593 | 0.015176 | 0 | 0 | 0.010159 | 0.01548 | 0 | 0 | 0.010362 | 0.015789 | 0 | 0 | 0.010555 | 0.016084 | 0 | 0 | 0.010752 | 0.016384 | 0 | 0 | 0.01095 | 0.016685 | 0
T&D ($/annual kWh) | 0 | 12-MBT-Manufacturing–Bio/Tech-COMP_AIR | 7 | TD:0:12-MBT-Manufacturing–Bio/Tech-COMP_AIR:7 | 0 | 0.0051879 | 0.0079053 | 0 | 0 | 0.0052916 | 0.0080634 | 0 | 0 | 0.0053974 | 0.0082247 | 0 | 0 | 0.0055054 | 0.0083892 | 0 | 0 | 0.0056155 | 0.0085569 | 0 | 0 | 0.0057278 | 0.0087281 | 0 | 0 | 0.0058424 | 0.0089026 | 0 | 0 | 0.0059592 | 0.0090807 | 0 | 0 | 0.0060784 | 0.0092623 | 0 | 0 | 0.0062 | 0.0094476 | 0 | 0 | 0.006324 | 0.0096365 | 0 | 0 | 0.0064504 | 0.0098292 | 0 | 0 | 0.0065795 | 0.010026 | 0 | 0 | 0.006711 | 0.010226 | 0 | 0 | 0.0068453 | 0.010431 | 0 | 0 | 0.0069822 | 0.010639 | 0 | 0 | 0.0071218 | 0.010852 | 0 | 0 | 0.0072642 | 0.011069 | 0 | 0 | 0.0074095 | 0.011291 | 0 | 0 | 0.0075577 | 0.011517 | 0 | 0 | 0.0077089 | 0.011747 | 0 | 0 | 0.0078631 | 0.011982 | 0 | 0 | 0.0080098 | 0.012205 | 0 | 0 | 0.0081595 | 0.012433 | 0 | 0 | 0.0083092 | 0.012662 | 0
T&D ($/annual kWh) | 0 | 12-MBT-Manufacturing–Bio/Tech-COMP_AIR | 10 | TD:0:12-MBT-Manufacturing–Bio/Tech-COMP_AIR:10 | 0 | 0.0057077 | 0.0086975 | 0 | 0 | 0.0058219 | 0.0088714 | 0 | 0 | 0.0059383 | 0.0090489 | 0 | 0 | 0.0060571 | 0.0092298 | 0 | 0 | 0.0061782 | 0.0094144 | 0 | 0 | 0.0063018 | 0.0096027 | 0 | 0 | 0.0064278 | 0.0097948 | 0 | 0 | 0.0065564 | 0.0099907 | 0 | 0 | 0.0066875 | 0.01019 | 0 | 0 | 0.0068213 | 0.010394 | 0 | 0 | 0.0069577 | 0.010602 | 0 | 0 | 0.0070968 | 0.010814 | 0 | 0 | 0.0072388 | 0.011031 | 0 | 0 | 0.0073835 | 0.011251 | 0 | 0 | 0.0075312 | 0.011476 | 0 | 0 | 0.0076818 | 0.011706 | 0 | 0 | 0.0078355 | 0.01194 | 0 | 0 | 0.0079922 | 0.012179 | 0 | 0 | 0.008152 | 0.012422 | 0 | 0 | 0.0083151 | 0.012671 | 0 | 0 | 0.0084814 | 0.012924 | 0 | 0 | 0.008651 | 0.013182 | 0 | 0 | 0.0088124 | 0.013428 | 0 | 0 | 0.0089771 | 0.013679 | 0 | 0 | 0.0091418 | 0.01393 | 0
T&D ($/annual kWh) | 0 | 12-MBT-Manufacturing–Bio/Tech-COMP_AIR | 14 | TD:0:12-MBT-Manufacturing–Bio/Tech-COMP_AIR:14 | 0 | 0.0057404 | 0.0087473 | 0 | 0 | 0.0058552 | 0.0089223 | 0 | 0 | 0.0059723 | 0.0091007 | 0 | 0 | 0.0060918 | 0.0092827 | 0 | 0 | 0.0062136 | 0.0094684 | 0 | 0 | 0.0063379 | 0.0096578 | 0 | 0 | 0.0064647 | 0.0098509 | 0 | 0 | 0.006594 | 0.010048 | 0 | 0 | 0.0067258 | 0.010249 | 0 | 0 | 0.0068604 | 0.010454 | 0 | 0 | 0.0069976 | 0.010663 | 0 | 0 | 0.0071375 | 0.010876 | 0 | 0 | 0.0072803 | 0.011094 | 0 | 0 | 0.0074259 | 0.011316 | 0 | 0 | 0.0075744 | 0.011542 | 0 | 0 | 0.0077259 | 0.011773 | 0 | 0 | 0.0078804 | 0.012008 | 0 | 0 | 0.008038 | 0.012248 | 0 | 0 | 0.0081988 | 0.012493 | 0 | 0 | 0.0083627 | 0.012743 | 0 | 0 | 0.00853 | 0.012998 | 0 | 0 | 0.0087006 | 0.013258 | 0 | 0 | 0.0088629 | 0.013505 | 0 | 0 | 0.0090286 | 0.013758 | 0 | 0 | 0.0091942 | 0.01401 | 0
T&D ($/annual kWh) | 0 | 12-MBT-Manufacturing–Bio/Tech-COMP_AIR | 15 | TD:0:12-MBT-Manufacturing–Bio/Tech-COMP_AIR:15 | 0 | 0.0057384 | 0.0087434 | 0 | 0 | 0.0058532 | 0.0089182 | 0 | 0 | 0.0059702 | 0.0090966 | 0 | 0 | 0.0060896 | 0.0092785 | 0 | 0 | 0.0062114 | 0.0094641 | 0 | 0 | 0.0063357 | 0.0096534 | 0 | 0 | 0.0064624 | 0.0098465 | 0 | 0 | 0.0065916 | 0.010043 | 0 | 0 | 0.0067235 | 0.010244 | 0 | 0 | 0.0068579 | 0.010449 | 0 | 0 | 0.0069951 | 0.010658 | 0 | 0 | 0.007135 | 0.010871 | 0 | 0 | 0.0072777 | 0.011089 | 0 | 0 | 0.0074232 | 0.01131 | 0 | 0 | 0.0075717 | 0.011537 | 0 | 0 | 0.0077231 | 0.011767 | 0 | 0 | 0.0078776 | 0.012003 | 0 | 0 | 0.0080352 | 0.012243 | 0 | 0 | 0.0081959 | 0.012488 | 0 | 0 | 0.0083598 | 0.012737 | 0 | 0 | 0.008527 | 0.012992 | 0 | 0 | 0.0086975 | 0.013252 | 0 | 0 | 0.0088598 | 0.013499 | 0 | 0 | 0.0090254 | 0.013752 | 0 | 0 | 0.009191 | 0.014004 | 0
T&D ($/annual kWh) | 0 | 12-MBT-Manufacturing–Bio/Tech-COMP_AIR | SYSTEM | TD:0:12-MBT-Manufacturing–Bio/Tech-COMP_AIR:SYSTEM | 0 | 0.0051879 | 0.0079053 | 0 | 0 | 0.0052916 | 0.0080634 | 0 | 0 | 0.0053974 | 0.0082247 | 0 | 0 | 0.0055054 | 0.0083892 | 0 | 0 | 0.0056155 | 0.0085569 | 0 | 0 | 0.0057278 | 0.0087281 | 0 | 0 | 0.0058424 | 0.0089026 | 0 | 0 | 0.0059592 | 0.0090807 | 0 | 0 | 0.0060784 | 0.0092623 | 0 | 0 | 0.0062 | 0.0094476 | 0 | 0 | 0.006324 | 0.0096365 | 0 | 0 | 0.0064504 | 0.0098292 | 0 | 0 | 0.0065795 | 0.010026 | 0 | 0 | 0.006711 | 0.010226 | 0 | 0 | 0.0068453 | 0.010431 | 0 | 0 | 0.0069822 | 0.010639 | 0 | 0 | 0.0071218 | 0.010852 | 0 | 0 | 0.0072642 | 0.011069 | 0 | 0 | 0.0074095 | 0.011291 | 0 | 0 | 0.0075577 | 0.011517 | 0 | 0 | 0.0077089 | 0.011747 | 0 | 0 | 0.0078631 | 0.011982 | 0 | 0 | 0.0080098 | 0.012205 | 0 | 0 | 0.0081595 | 0.012433 | 0 | 0 | 0.0083092 | 0.012662 | 0
T&D ($/annual kWh) | 0 | 12-MBT-Manufacturing–Bio/Tech-COOL | 7 | TD:0:12-MBT-Manufacturing–Bio/Tech-COOL:7 | 0 | 0.015733 | 0.023974 | 0 | 0 | 0.016048 | 0.024453 | 0 | 0 | 0.016369 | 0.024942 | 0 | 0 | 0.016696 | 0.025441 | 0 | 0 | 0.01703 | 0.02595 | 0 | 0 | 0.01737 | 0.026469 | 0 | 0 | 0.017718 | 0.026999 | 0 | 0 | 0.018072 | 0.027539 | 0 | 0 | 0.018434 | 0.028089 | 0 | 0 | 0.018802 | 0.028651 | 0 | 0 | 0.019178 | 0.029224 | 0 | 0 | 0.019562 | 0.029809 | 0 | 0 | 0.019953 | 0.030405 | 0 | 0 | 0.020352 | 0.031013 | 0 | 0 | 0.020759 | 0.031633 | 0 | 0 | 0.021174 | 0.032266 | 0 | 0 | 0.021598 | 0.032911 | 0 | 0 | 0.02203 | 0.033569 | 0 | 0 | 0.02247 | 0.034241 | 0 | 0 | 0.02292 | 0.034926 | 0 | 0 | 0.023378 | 0.035624 | 0 | 0 | 0.023846 | 0.036336 | 0 | 0 | 0.024291 | 0.037015 | 0 | 0 | 0.024745 | 0.037706 | 0 | 0 | 0.025199 | 0.038398 | 0
T&D ($/annual kWh) | 0 | 12-MBT-Manufacturing–Bio/Tech-COOL | 10 | TD:0:12-MBT-Manufacturing–Bio/Tech-COOL:10 | 0 | 0.019887 | 0.030303 | 0 | 0 | 0.020284 | 0.030909 | 0 | 0 | 0.02069 | 0.031528 | 0 | 0 | 0.021104 | 0.032158 | 0 | 0 | 0.021526 | 0.032801 | 0 | 0 | 0.021956 | 0.033457 | 0 | 0 | 0.022396 | 0.034127 | 0 | 0 | 0.022843 | 0.034809 | 0 | 0 | 0.0233 | 0.035505 | 0 | 0 | 0.023766 | 0.036215 | 0 | 0 | 0.024242 | 0.03694 | 0 | 0 | 0.024727 | 0.037679 | 0 | 0 | 0.025221 | 0.038432 | 0 | 0 | 0.025725 | 0.039201 | 0 | 0 | 0.02624 | 0.039985 | 0 | 0 | 0.026765 | 0.040784 | 0 | 0 | 0.0273 | 0.0416 | 0 | 0 | 0.027846 | 0.042432 | 0 | 0 | 0.028403 | 0.043281 | 0 | 0 | 0.028971 | 0.044146 | 0 | 0 | 0.02955 | 0.045029 | 0 | 0 | 0.030141 | 0.04593 | 0 | 0 | 0.030704 | 0.046787 | 0 | 0 | 0.031278 | 0.047661 | 0 | 0 | 0.031852 | 0.048536 | 0
T&D ($/annual kWh) | 0 | 12-MBT-Manufacturing–Bio/Tech-COOL | 14 | TD:0:12-MBT-Manufacturing–Bio/Tech-COOL:14 | 0 | 0.020148 | 0.030702 | 0 | 0 | 0.020551 | 0.031316 | 0 | 0 | 0.020962 | 0.031942 | 0 | 0 | 0.021381 | 0.032581 | 0 | 0 | 0.021809 | 0.033233 | 0 | 0 | 0.022245 | 0.033897 | 0 | 0 | 0.02269 | 0.034575 | 0 | 0 | 0.023144 | 0.035267 | 0 | 0 | 0.023607 | 0.035972 | 0 | 0 | 0.024079 | 0.036691 | 0 | 0 | 0.02456 | 0.037425 | 0 | 0 | 0.025051 | 0.038174 | 0 | 0 | 0.025553 | 0.038937 | 0 | 0 | 0.026064 | 0.039716 | 0 | 0 | 0.026585 | 0.04051 | 0 | 0 | 0.027117 | 0.04132 | 0 | 0 | 0.027659 | 0.042147 | 0 | 0 | 0.028212 | 0.04299 | 0 | 0 | 0.028776 | 0.04385 | 0 | 0 | 0.029352 | 0.044727 | 0 | 0 | 0.029939 | 0.045621 | 0 | 0 | 0.030538 | 0.046534 | 0 | 0 | 0.031107 | 0.047402 | 0 | 0 | 0.031689 | 0.048288 | 0 | 0 | 0.03227 | 0.049174 | 0
T&D ($/annual kWh) | 0 | 12-MBT-Manufacturing–Bio/Tech-COOL | 15 | TD:0:12-MBT-Manufacturing–Bio/Tech-COOL:15 | 0 | 0.020361 | 0.031024 | 0 | 0 | 0.020768 | 0.031645 | 0 | 0 | 0.021183 | 0.032278 | 0 | 0 | 0.021607 | 0.032923 | 0 | 0 | 0.022039 | 0.033582 | 0 | 0 | 0.02248 | 0.034253 | 0 | 0 | 0.022929 | 0.034938 | 0 | 0 | 0.023388 | 0.035637 | 0 | 0 | 0.023856 | 0.03635 | 0 | 0 | 0.024333 | 0.037077 | 0 | 0 | 0.024819 | 0.037819 | 0 | 0 | 0.025316 | 0.038575 | 0 | 0 | 0.025822 | 0.039346 | 0 | 0 | 0.026339 | 0.040133 | 0 | 0 | 0.026865 | 0.040936 | 0 | 0 | 0.027403 | 0.041755 | 0 | 0 | 0.027951 | 0.04259 | 0 | 0 | 0.02851 | 0.043442 | 0 | 0 | 0.02908 | 0.04431 | 0 | 0 | 0.029661 | 0.045197 | 0 | 0 | 0.030255 | 0.046101 | 0 | 0 | 0.03086 | 0.047023 | 0 | 0 | 0.031436 | 0.0479 | 0 | 0 | 0.032023 | 0.048795 | 0 | 0 | 0.032611 | 0.04969 | 0
T&D ($/annual kWh) | 0 | 12-MBT-Manufacturing–Bio/Tech-COOL | SYSTEM | TD:0:12-MBT-Manufacturing–Bio/Tech-COOL:SYSTEM | 0 | 0.015733 | 0.023974 | 0 | 0 | 0.016048 | 0.024453 | 0 | 0 | 0.016369 | 0.024942 | 0 | 0 | 0.016696 | 0.025441 | 0 | 0 | 0.01703 | 0.02595 | 0 | 0 | 0.01737 | 0.026469 | 0 | 0 | 0.017718 | 0.026999 | 0 | 0 | 0.018072 | 0.027539 | 0 | 0 | 0.018434 | 0.028089 | 0 | 0 | 0.018802 | 0.028651 | 0 | 0 | 0.019178 | 0.029224 | 0 | 0 | 0.019562 | 0.029809 | 0 | 0 | 0.019953 | 0.030405 | 0 | 0 | 0.020352 | 0.031013 | 0 | 0 | 0.020759 | 0.031633 | 0 | 0 | 0.021174 | 0.032266 | 0 | 0 | 0.021598 | 0.032911 | 0 | 0 | 0.02203 | 0.033569 | 0 | 0 | 0.02247 | 0.034241 | 0 | 0 | 0.02292 | 0.034926 | 0 | 0 | 0.023378 | 0.035624 | 0 | 0 | 0.023846 | 0.036336 | 0 | 0 | 0.024291 | 0.037015 | 0 | 0 | 0.024745 | 0.037706 | 0 | 0 | 0.025199 | 0.038398 | 0
T&D ($/annual kWh) | 0 | 12-MBT-Manufacturing–Bio/Tech-LIGHT | 7 | TD:0:12-MBT-Manufacturing–Bio/Tech-LIGHT:7 | 0 | 0.0070213 | 0.010699 | 0 | 0 | 0.0071617 | 0.010913 | 0 | 0 | 0.0073049 | 0.011131 | 0 | 0 | 0.007451 | 0.011354 | 0 | 0 | 0.0076001 | 0.011581 | 0 | 0 | 0.0077521 | 0.011813 | 0 | 0 | 0.0079071 | 0.012049 | 0 | 0 | 0.0080652 | 0.01229 | 0 | 0 | 0.0082265 | 0.012536 | 0 | 0 | 0.0083911 | 0.012786 | 0 | 0 | 0.0085589 | 0.013042 | 0 | 0 | 0.0087301 | 0.013303 | 0 | 0 | 0.0089047 | 0.013569 | 0 | 0 | 0.0090828 | 0.01384 | 0 | 0 | 0.0092644 | 0.014117 | 0 | 0 | 0.0094497 | 0.0144 | 0 | 0 | 0.0096387 | 0.014688 | 0 | 0 | 0.0098315 | 0.014981 | 0 | 0 | 0.010028 | 0.015281 | 0 | 0 | 0.010229 | 0.015587 | 0 | 0 | 0.010433 | 0.015898 | 0 | 0 | 0.010642 | 0.016216 | 0 | 0 | 0.01084 | 0.016519 | 0 | 0 | 0.011043 | 0.016828 | 0 | 0 | 0.011246 | 0.017136 | 0
T&D ($/annual kWh) | 0 | 12-MBT-Manufacturing–Bio/Tech-LIGHT | 10 | TD:0:12-MBT-Manufacturing–Bio/Tech-LIGHT:10 | 0 | 0.0083072 | 0.012659 | 0 | 0 | 0.0084733 | 0.012912 | 0 | 0 | 0.0086428 | 0.01317 | 0 | 0 | 0.0088157 | 0.013433 | 0 | 0 | 0.008992 | 0.013702 | 0 | 0 | 0.0091718 | 0.013976 | 0 | 0 | 0.0093553 | 0.014256 | 0 | 0 | 0.0095424 | 0.014541 | 0 | 0 | 0.0097332 | 0.014832 | 0 | 0 | 0.0099279 | 0.015128 | 0 | 0 | 0.010126 | 0.015431 | 0 | 0 | 0.010329 | 0.015739 | 0 | 0 | 0.010536 | 0.016054 | 0 | 0 | 0.010746 | 0.016375 | 0 | 0 | 0.010961 | 0.016703 | 0 | 0 | 0.01118 | 0.017037 | 0 | 0 | 0.011404 | 0.017378 | 0 | 0 | 0.011632 | 0.017725 | 0 | 0 | 0.011865 | 0.01808 | 0 | 0 | 0.012102 | 0.018441 | 0 | 0 | 0.012344 | 0.01881 | 0 | 0 | 0.012591 | 0.019186 | 0 | 0 | 0.012826 | 0.019544 | 0 | 0 | 0.013066 | 0.019909 | 0 | 0 | 0.013305 | 0.020275 | 0
T&D ($/annual kWh) | 0 | 12-MBT-Manufacturing–Bio/Tech-LIGHT | 14 | TD:0:12-MBT-Manufacturing–Bio/Tech-LIGHT:14 | 0 | 0.0083881 | 0.012782 | 0 | 0 | 0.0085559 | 0.013038 | 0 | 0 | 0.008727 | 0.013298 | 0 | 0 | 0.0089015 | 0.013564 | 0 | 0 | 0.0090796 | 0.013836 | 0 | 0 | 0.0092612 | 0.014112 | 0 | 0 | 0.0094464 | 0.014394 | 0 | 0 | 0.0096353 | 0.014682 | 0 | 0 | 0.009828 | 0.014976 | 0 | 0 | 0.010025 | 0.015276 | 0 | 0 | 0.010225 | 0.015581 | 0 | 0 | 0.01043 | 0.015893 | 0 | 0 | 0.010638 | 0.016211 | 0 | 0 | 0.010851 | 0.016535 | 0 | 0 | 0.011068 | 0.016865 | 0 | 0 | 0.011289 | 0.017203 | 0 | 0 | 0.011515 | 0.017547 | 0 | 0 | 0.011745 | 0.017898 | 0 | 0 | 0.01198 | 0.018256 | 0 | 0 | 0.01222 | 0.018621 | 0 | 0 | 0.012464 | 0.018993 | 0 | 0 | 0.012714 | 0.019373 | 0 | 0 | 0.012951 | 0.019735 | 0 | 0 | 0.013193 | 0.020103 | 0 | 0 | 0.013435 | 0.020472 | 0
T&D ($/annual kWh) | 0 | 12-MBT-Manufacturing–Bio/Tech-LIGHT | 15 | TD:0:12-MBT-Manufacturing–Bio/Tech-LIGHT:15 | 0 | 0.0084286 | 0.012843 | 0 | 0 | 0.0085971 | 0.0131 | 0 | 0 | 0.0087691 | 0.013362 | 0 | 0 | 0.0089445 | 0.013629 | 0 | 0 | 0.0091233 | 0.013902 | 0 | 0 | 0.0093058 | 0.01418 | 0 | 0 | 0.0094919 | 0.014463 | 0 | 0 | 0.0096818 | 0.014752 | 0 | 0 | 0.0098754 | 0.015047 | 0 | 0 | 0.010073 | 0.015348 | 0 | 0 | 0.010274 | 0.015655 | 0 | 0 | 0.01048 | 0.015968 | 0 | 0 | 0.010689 | 0.016288 | 0 | 0 | 0.010903 | 0.016614 | 0 | 0 | 0.011121 | 0.016946 | 0 | 0 | 0.011344 | 0.017285 | 0 | 0 | 0.011571 | 0.01763 | 0 | 0 | 0.011802 | 0.017983 | 0 | 0 | 0.012038 | 0.018343 | 0 | 0 | 0.012279 | 0.01871 | 0 | 0 | 0.012524 | 0.019084 | 0 | 0 | 0.012775 | 0.019465 | 0 | 0 | 0.013013 | 0.019829 | 0 | 0 | 0.013256 | 0.020199 | 0 | 0 | 0.0135 | 0.02057 | 0
T&D ($/annual kWh) | 0 | 12-MBT-Manufacturing–Bio/Tech-LIGHT | SYSTEM | TD:0:12-MBT-Manufacturing–Bio/Tech-LIGHT:SYSTEM | 0 | 0.0070213 | 0.010699 | 0 | 0 | 0.0071617 | 0.010913 | 0 | 0 | 0.0073049 | 0.011131 | 0 | 0 | 0.007451 | 0.011354 | 0 | 0 | 0.0076001 | 0.011581 | 0 | 0 | 0.0077521 | 0.011813 | 0 | 0 | 0.0079071 | 0.012049 | 0 | 0 | 0.0080652 | 0.01229 | 0 | 0 | 0.0082265 | 0.012536 | 0 | 0 | 0.0083911 | 0.012786 | 0 | 0 | 0.0085589 | 0.013042 | 0 | 0 | 0.0087301 | 0.013303 | 0 | 0 | 0.0089047 | 0.013569 | 0 | 0 | 0.0090828 | 0.01384 | 0 | 0 | 0.0092644 | 0.014117 | 0 | 0 | 0.0094497 | 0.0144 | 0 | 0 | 0.0096387 | 0.014688 | 0 | 0 | 0.0098315 | 0.014981 | 0 | 0 | 0.010028 | 0.015281 | 0 | 0 | 0.010229 | 0.015587 | 0 | 0 | 0.010433 | 0.015898 | 0 | 0 | 0.010642 | 0.016216 | 0 | 0 | 0.01084 | 0.016519 | 0 | 0 | 0.011043 | 0.016828 | 0 | 0 | 0.011246 | 0.017136 | 0
T&D ($/annual kWh) | 0 | 12-MBT-Manufacturing–Bio/Tech-MOTOR | 7 | TD:0:12-MBT-Manufacturing–Bio/Tech-MOTOR:7 | 0 | 0.0051879 | 0.0079053 | 0 | 0 | 0.0052916 | 0.0080634 | 0 | 0 | 0.0053974 | 0.0082247 | 0 | 0 | 0.0055054 | 0.0083892 | 0 | 0 | 0.0056155 | 0.0085569 | 0 | 0 | 0.0057278 | 0.0087281 | 0 | 0 | 0.0058424 | 0.0089026 | 0 | 0 | 0.0059592 | 0.0090807 | 0 | 0 | 0.0060784 | 0.0092623 | 0 | 0 | 0.0062 | 0.0094476 | 0 | 0 | 0.006324 | 0.0096365 | 0 | 0 | 0.0064504 | 0.0098292 | 0 | 0 | 0.0065795 | 0.010026 | 0 | 0 | 0.006711 | 0.010226 | 0 | 0 | 0.0068453 | 0.010431 | 0 | 0 | 0.0069822 | 0.010639 | 0 | 0 | 0.0071218 | 0.010852 | 0 | 0 | 0.0072642 | 0.011069 | 0 | 0 | 0.0074095 | 0.011291 | 0 | 0 | 0.0075577 | 0.011517 | 0 | 0 | 0.0077089 | 0.011747 | 0 | 0 | 0.0078631 | 0.011982 | 0 | 0 | 0.0080098 | 0.012205 | 0 | 0 | 0.0081595 | 0.012433 | 0 | 0 | 0.0083092 | 0.012662 | 0
T&D ($/annual kWh) | 0 | 12-MBT-Manufacturing–Bio/Tech-MOTOR | 10 | TD:0:12-MBT-Manufacturing–Bio/Tech-MOTOR:10 | 0 | 0.0057077 | 0.0086975 | 0 | 0 | 0.0058219 | 0.0088714 | 0 | 0 | 0.0059383 | 0.0090489 | 0 | 0 | 0.0060571 | 0.0092298 | 0 | 0 | 0.0061782 | 0.0094144 | 0 | 0 | 0.0063018 | 0.0096027 | 0 | 0 | 0.0064278 | 0.0097948 | 0 | 0 | 0.0065564 | 0.0099907 | 0 | 0 | 0.0066875 | 0.01019 | 0 | 0 | 0.0068213 | 0.010394 | 0 | 0 | 0.0069577 | 0.010602 | 0 | 0 | 0.0070968 | 0.010814 | 0 | 0 | 0.0072388 | 0.011031 | 0 | 0 | 0.0073835 | 0.011251 | 0 | 0 | 0.0075312 | 0.011476 | 0 | 0 | 0.0076818 | 0.011706 | 0 | 0 | 0.0078355 | 0.01194 | 0 | 0 | 0.0079922 | 0.012179 | 0 | 0 | 0.008152 | 0.012422 | 0 | 0 | 0.0083151 | 0.012671 | 0 | 0 | 0.0084814 | 0.012924 | 0 | 0 | 0.008651 | 0.013182 | 0 | 0 | 0.0088124 | 0.013428 | 0 | 0 | 0.0089771 | 0.013679 | 0 | 0 | 0.0091418 | 0.01393 | 0
T&D ($/annual kWh) | 0 | 12-MBT-Manufacturing–Bio/Tech-MOTOR | 14 | TD:0:12-MBT-Manufacturing–Bio/Tech-MOTOR:14 | 0 | 0.0057404 | 0.0087473 | 0 | 0 | 0.0058552 | 0.0089223 | 0 | 0 | 0.0059723 | 0.0091007 | 0 | 0 | 0.0060918 | 0.0092827 | 0 | 0 | 0.0062136 | 0.0094684 | 0 | 0 | 0.0063379 | 0.0096578 | 0 | 0 | 0.0064647 | 0.0098509 | 0 | 0 | 0.006594 | 0.010048 | 0 | 0 | 0.0067258 | 0.010249 | 0 | 0 | 0.0068604 | 0.010454 | 0 | 0 | 0.0069976 | 0.010663 | 0 | 0 | 0.0071375 | 0.010876 | 0 | 0 | 0.0072803 | 0.011094 | 0 | 0 | 0.0074259 | 0.011316 | 0 | 0 | 0.0075744 | 0.011542 | 0 | 0 | 0.0077259 | 0.011773 | 0 | 0 | 0.0078804 | 0.012008 | 0 | 0 | 0.008038 | 0.012248 | 0 | 0 | 0.0081988 | 0.012493 | 0 | 0 | 0.0083627 | 0.012743 | 0 | 0 | 0.00853 | 0.012998 | 0 | 0 | 0.0087006 | 0.013258 | 0 | 0 | 0.0088629 | 0.013505 | 0 | 0 | 0.0090286 | 0.013758 | 0 | 0 | 0.0091942 | 0.01401 | 0
T&D ($/annual kWh) | 0 | 12-MBT-Manufacturing–Bio/Tech-MOTOR | 15 | TD:0:12-MBT-Manufacturing–Bio/Tech-MOTOR:15 | 0 | 0.0057384 | 0.0087434 | 0 | 0 | 0.0058532 | 0.0089182 | 0 | 0 | 0.0059702 | 0.0090966 | 0 | 0 | 0.0060896 | 0.0092785 | 0 | 0 | 0.0062114 | 0.0094641 | 0 | 0 | 0.0063357 | 0.0096534 | 0 | 0 | 0.0064624 | 0.0098465 | 0 | 0 | 0.0065916 | 0.010043 | 0 | 0 | 0.0067235 | 0.010244 | 0 | 0 | 0.0068579 | 0.010449 | 0 | 0 | 0.0069951 | 0.010658 | 0 | 0 | 0.007135 | 0.010871 | 0 | 0 | 0.0072777 | 0.011089 | 0 | 0 | 0.0074232 | 0.01131 | 0 | 0 | 0.0075717 | 0.011537 | 0 | 0 | 0.0077231 | 0.011767 | 0 | 0 | 0.0078776 | 0.012003 | 0 | 0 | 0.0080352 | 0.012243 | 0 | 0 | 0.0081959 | 0.012488 | 0 | 0 | 0.0083598 | 0.012737 | 0 | 0 | 0.008527 | 0.012992 | 0 | 0 | 0.0086975 | 0.013252 | 0 | 0 | 0.0088598 | 0.013499 | 0 | 0 | 0.0090254 | 0.013752 | 0 | 0 | 0.009191 | 0.014004 | 0
T&D ($/annual kWh) | 0 | 12-MBT-Manufacturing–Bio/Tech-MOTOR | SYSTEM | TD:0:12-MBT-Manufacturing–Bio/Tech-MOTOR:SYSTEM | 0 | 0.0051879 | 0.0079053 | 0 | 0 | 0.0052916 | 0.0080634 | 0 | 0 | 0.0053974 | 0.0082247 | 0 | 0 | 0.0055054 | 0.0083892 | 0 | 0 | 0.0056155 | 0.0085569 | 0 | 0 | 0.0057278 | 0.0087281 | 0 | 0 | 0.0058424 | 0.0089026 | 0 | 0 | 0.0059592 | 0.0090807 | 0 | 0 | 0.0060784 | 0.0092623 | 0 | 0 | 0.0062 | 0.0094476 | 0 | 0 | 0.006324 | 0.0096365 | 0 | 0 | 0.0064504 | 0.0098292 | 0 | 0 | 0.0065795 | 0.010026 | 0 | 0 | 0.006711 | 0.010226 | 0 | 0 | 0.0068453 | 0.010431 | 0 | 0 | 0.0069822 | 0.010639 | 0 | 0 | 0.0071218 | 0.010852 | 0 | 0 | 0.0072642 | 0.011069 | 0 | 0 | 0.0074095 | 0.011291 | 0 | 0 | 0.0075577 | 0.011517 | 0 | 0 | 0.0077089 | 0.011747 | 0 | 0 | 0.0078631 | 0.011982 | 0 | 0 | 0.0080098 | 0.012205 | 0 | 0 | 0.0081595 | 0.012433 | 0 | 0 | 0.0083092 | 0.012662 | 0
T&D ($/annual kWh) | 0 | 12-MBT-Manufacturing–Bio/Tech-PROC_OTH | 7 | TD:0:12-MBT-Manufacturing–Bio/Tech-PROC_OTH:7 | 0 | 0.0051879 | 0.0079053 | 0 | 0 | 0.0052916 | 0.0080634 | 0 | 0 | 0.0053974 | 0.0082247 | 0 | 0 | 0.0055054 | 0.0083892 | 0 | 0 | 0.0056155 | 0.0085569 | 0 | 0 | 0.0057278 | 0.0087281 | 0 | 0 | 0.0058424 | 0.0089026 | 0 | 0 | 0.0059592 | 0.0090807 | 0 | 0 | 0.0060784 | 0.0092623 | 0 | 0 | 0.0062 | 0.0094476 | 0 | 0 | 0.006324 | 0.0096365 | 0 | 0 | 0.0064504 | 0.0098292 | 0 | 0 | 0.0065795 | 0.010026 | 0 | 0 | 0.006711 | 0.010226 | 0 | 0 | 0.0068453 | 0.010431 | 0 | 0 | 0.0069822 | 0.010639 | 0 | 0 | 0.0071218 | 0.010852 | 0 | 0 | 0.0072642 | 0.011069 | 0 | 0 | 0.0074095 | 0.011291 | 0 | 0 | 0.0075577 | 0.011517 | 0 | 0 | 0.0077089 | 0.011747 | 0 | 0 | 0.0078631 | 0.011982 | 0 | 0 | 0.0080098 | 0.012205 | 0 | 0 | 0.0081595 | 0.012433 | 0 | 0 | 0.0083092 | 0.012662 | 0
T&D ($/annual kWh) | 0 | 12-MBT-Manufacturing–Bio/Tech-PROC_OTH | 10 | TD:0:12-MBT-Manufacturing–Bio/Tech-PROC_OTH:10 | 0 | 0.0057077 | 0.0086975 | 0 | 0 | 0.0058219 | 0.0088714 | 0 | 0 | 0.0059383 | 0.0090489 | 0 | 0 | 0.0060571 | 0.0092298 | 0 | 0 | 0.0061782 | 0.0094144 | 0 | 0 | 0.0063018 | 0.0096027 | 0 | 0 | 0.0064278 | 0.0097948 | 0 | 0 | 0.0065564 | 0.0099907 | 0 | 0 | 0.0066875 | 0.01019 | 0 | 0 | 0.0068213 | 0.010394 | 0 | 0 | 0.0069577 | 0.010602 | 0 | 0 | 0.0070968 | 0.010814 | 0 | 0 | 0.0072388 | 0.011031 | 0 | 0 | 0.0073835 | 0.011251 | 0 | 0 | 0.0075312 | 0.011476 | 0 | 0 | 0.0076818 | 0.011706 | 0 | 0 | 0.0078355 | 0.01194 | 0 | 0 | 0.0079922 | 0.012179 | 0 | 0 | 0.008152 | 0.012422 | 0 | 0 | 0.0083151 | 0.012671 | 0 | 0 | 0.0084814 | 0.012924 | 0 | 0 | 0.008651 | 0.013182 | 0 | 0 | 0.0088124 | 0.013428 | 0 | 0 | 0.0089771 | 0.013679 | 0 | 0 | 0.0091418 | 0.01393 | 0
T&D ($/annual kWh) | 0 | 12-MBT-Manufacturing–Bio/Tech-PROC_OTH | 14 | TD:0:12-MBT-Manufacturing–Bio/Tech-PROC_OTH:14 | 0 | 0.0057404 | 0.0087473 | 0 | 0 | 0.0058552 | 0.0089223 | 0 | 0 | 0.0059723 | 0.0091007 | 0 | 0 | 0.0060918 | 0.0092827 | 0 | 0 | 0.0062136 | 0.0094684 | 0 | 0 | 0.0063379 | 0.0096578 | 0 | 0 | 0.0064647 | 0.0098509 | 0 | 0 | 0.006594 | 0.010048 | 0 | 0 | 0.0067258 | 0.010249 | 0 | 0 | 0.0068604 | 0.010454 | 0 | 0 | 0.0069976 | 0.010663 | 0 | 0 | 0.0071375 | 0.010876 | 0 | 0 | 0.0072803 | 0.011094 | 0 | 0 | 0.0074259 | 0.011316 | 0 | 0 | 0.0075744 | 0.011542 | 0 | 0 | 0.0077259 | 0.011773 | 0 | 0 | 0.0078804 | 0.012008 | 0 | 0 | 0.008038 | 0.012248 | 0 | 0 | 0.0081988 | 0.012493 | 0 | 0 | 0.0083627 | 0.012743 | 0 | 0 | 0.00853 | 0.012998 | 0 | 0 | 0.0087006 | 0.013258 | 0 | 0 | 0.0088629 | 0.013505 | 0 | 0 | 0.0090286 | 0.013758 | 0 | 0 | 0.0091942 | 0.01401 | 0
T&D ($/annual kWh) | 0 | 12-MBT-Manufacturing–Bio/Tech-PROC_OTH | 15 | TD:0:12-MBT-Manufacturing–Bio/Tech-PROC_OTH:15 | 0 | 0.0057384 | 0.0087434 | 0 | 0 | 0.0058532 | 0.0089182 | 0 | 0 | 0.0059702 | 0.0090966 | 0 | 0 | 0.0060896 | 0.0092785 | 0 | 0 | 0.0062114 | 0.0094641 | 0 | 0 | 0.0063357 | 0.0096534 | 0 | 0 | 0.0064624 | 0.0098465 | 0 | 0 | 0.0065916 | 0.010043 | 0 | 0 | 0.0067235 | 0.010244 | 0 | 0 | 0.0068579 | 0.010449 | 0 | 0 | 0.0069951 | 0.010658 | 0 | 0 | 0.007135 | 0.010871 | 0 | 0 | 0.0072777 | 0.011089 | 0 | 0 | 0.0074232 | 0.01131 | 0 | 0 | 0.0075717 | 0.011537 | 0 | 0 | 0.0077231 | 0.011767 | 0 | 0 | 0.0078776 | 0.012003 | 0 | 0 | 0.0080352 | 0.012243 | 0 | 0 | 0.0081959 | 0.012488 | 0 | 0 | 0.0083598 | 0.012737 | 0 | 0 | 0.008527 | 0.012992 | 0 | 0 | 0.0086975 | 0.013252 | 0 | 0 | 0.0088598 | 0.013499 | 0 | 0 | 0.0090254 | 0.013752 | 0 | 0 | 0.009191 | 0.014004 | 0
T&D ($/annual kWh) | 0 | 12-MBT-Manufacturing–Bio/Tech-PROC_OTH | SYSTEM | TD:0:12-MBT-Manufacturing–Bio/Tech-PROC_OTH:SYSTEM | 0 | 0.0051879 | 0.0079053 | 0 | 0 | 0.0052916 | 0.0080634 | 0 | 0 | 0.0053974 | 0.0082247 | 0 | 0 | 0.0055054 | 0.0083892 | 0 | 0 | 0.0056155 | 0.0085569 | 0 | 0 | 0.0057278 | 0.0087281 | 0 | 0 | 0.0058424 | 0.0089026 | 0 | 0 | 0.0059592 | 0.0090807 | 0 | 0 | 0.0060784 | 0.0092623 | 0 | 0 | 0.0062 | 0.0094476 | 0 | 0 | 0.006324 | 0.0096365 | 0 | 0 | 0.0064504 | 0.0098292 | 0 | 0 | 0.0065795 | 0.010026 | 0 | 0 | 0.006711 | 0.010226 | 0 | 0 | 0.0068453 | 0.010431 | 0 | 0 | 0.0069822 | 0.010639 | 0 | 0 | 0.0071218 | 0.010852 | 0 | 0 | 0.0072642 | 0.011069 | 0 | 0 | 0.0074095 | 0.011291 | 0 | 0 | 0.0075577 | 0.011517 | 0 | 0 | 0.0077089 | 0.011747 | 0 | 0 | 0.0078631 | 0.011982 | 0 | 0 | 0.0080098 | 0.012205 | 0 | 0 | 0.0081595 | 0.012433 | 0 | 0 | 0.0083092 | 0.012662 | 0
T&D ($/annual kWh) | 0 | 13-MFM-ResidentialMulti-family-CL_DRY | 7 | TD:0:13-MFM-ResidentialMulti-family-CL_DRY:7 | 0 | 0.0051767 | 0.0078884 | 0 | 0 | 0.0052803 | 0.0080461 | 0 | 0 | 0.0053859 | 0.0082071 | 0 | 0 | 0.0054936 | 0.0083712 | 0 | 0 | 0.0056035 | 0.0085386 | 0 | 0 | 0.0057155 | 0.0087094 | 0 | 0 | 0.0058299 | 0.0088836 | 0 | 0 | 0.0059465 | 0.0090613 | 0 | 0 | 0.0060654 | 0.0092425 | 0 | 0 | 0.0061867 | 0.0094273 | 0 | 0 | 0.0063104 | 0.0096159 | 0 | 0 | 0.0064366 | 0.0098082 | 0 | 0 | 0.0065654 | 0.010004 | 0 | 0 | 0.0066967 | 0.010204 | 0 | 0 | 0.0068306 | 0.010409 | 0 | 0 | 0.0069672 | 0.010617 | 0 | 0 | 0.0071066 | 0.010829 | 0 | 0 | 0.0072487 | 0.011046 | 0 | 0 | 0.0073937 | 0.011267 | 0 | 0 | 0.0075415 | 0.011492 | 0 | 0 | 0.0076924 | 0.011722 | 0 | 0 | 0.0078462 | 0.011956 | 0 | 0 | 0.0079926 | 0.012179 | 0 | 0 | 0.008142 | 0.012407 | 0 | 0 | 0.0082914 | 0.012634 | 0
T&D ($/annual kWh) | 0 | 13-MFM-ResidentialMulti-family-CL_DRY | 10 | TD:0:13-MFM-ResidentialMulti-family-CL_DRY:10 | 0 | 0.0055645 | 0.0084792 | 0 | 0 | 0.0056758 | 0.0086488 | 0 | 0 | 0.0057893 | 0.0088218 | 0 | 0 | 0.0059051 | 0.0089982 | 0 | 0 | 0.0060232 | 0.0091782 | 0 | 0 | 0.0061436 | 0.0093617 | 0 | 0 | 0.0062665 | 0.009549 | 0 | 0 | 0.0063918 | 0.00974 | 0 | 0 | 0.0065197 | 0.0099348 | 0 | 0 | 0.0066501 | 0.010133 | 0 | 0 | 0.0067831 | 0.010336 | 0 | 0 | 0.0069187 | 0.010543 | 0 | 0 | 0.0070571 | 0.010754 | 0 | 0 | 0.0071983 | 0.010969 | 0 | 0 | 0.0073422 | 0.011188 | 0 | 0 | 0.0074891 | 0.011412 | 0 | 0 | 0.0076388 | 0.01164 | 0 | 0 | 0.0077916 | 0.011873 | 0 | 0 | 0.0079475 | 0.01211 | 0 | 0 | 0.0081064 | 0.012353 | 0 | 0 | 0.0082685 | 0.0126 | 0 | 0 | 0.0084339 | 0.012852 | 0 | 0 | 0.0085913 | 0.013091 | 0 | 0 | 0.0087518 | 0.013336 | 0 | 0 | 0.0089124 | 0.013581 | 0
T&D ($/annual kWh) | 0 | 13-MFM-ResidentialMulti-family-CL_DRY | 14 | TD:0:13-MFM-ResidentialMulti-family-CL_DRY:14 | 0 | 0.0055889 | 0.0085164 | 0 | 0 | 0.0057007 | 0.0086867 | 0 | 0 | 0.0058147 | 0.0088605 | 0 | 0 | 0.005931 | 0.0090377 | 0 | 0 | 0.0060496 | 0.0092184 | 0 | 0 | 0.0061706 | 0.0094028 | 0 | 0 | 0.006294 | 0.0095908 | 0 | 0 | 0.0064199 | 0.0097827 | 0 | 0 | 0.0065483 | 0.0099783 | 0 | 0 | 0.0066792 | 0.010178 | 0 | 0 | 0.0068128 | 0.010381 | 0 | 0 | 0.0069491 | 0.010589 | 0 | 0 | 0.0070881 | 0.010801 | 0 | 0 | 0.0072298 | 0.011017 | 0 | 0 | 0.0073744 | 0.011237 | 0 | 0 | 0.0075219 | 0.011462 | 0 | 0 | 0.0076723 | 0.011691 | 0 | 0 | 0.0078258 | 0.011925 | 0 | 0 | 0.0079823 | 0.012164 | 0 | 0 | 0.0081419 | 0.012407 | 0 | 0 | 0.0083048 | 0.012655 | 0 | 0 | 0.0084709 | 0.012908 | 0 | 0 | 0.0086289 | 0.013149 | 0 | 0 | 0.0087902 | 0.013395 | 0 | 0 | 0.0089515 | 0.01364 | 0
T&D ($/annual kWh) | 0 | 13-MFM-ResidentialMulti-family-CL_DRY | 15 | TD:0:13-MFM-ResidentialMulti-family-CL_DRY:15 | 0 | 0.00558 | 0.0085019 | 0 | 0 | 0.0056916 | 0.0086719 | 0 | 0 | 0.0058055 | 0.0088453 | 0 | 0 | 0.0059216 | 0.0090223 | 0 | 0 | 0.00604 | 0.0092027 | 0 | 0 | 0.0061608 | 0.0093867 | 0 | 0 | 0.006284 | 0.0095745 | 0 | 0 | 0.0064097 | 0.009766 | 0 | 0 | 0.0065379 | 0.0099613 | 0 | 0 | 0.0066687 | 0.010161 | 0 | 0 | 0.006802 | 0.010364 | 0 | 0 | 0.0069381 | 0.010571 | 0 | 0 | 0.0070768 | 0.010782 | 0 | 0 | 0.0072184 | 0.010998 | 0 | 0 | 0.0073627 | 0.011218 | 0 | 0 | 0.00751 | 0.011442 | 0 | 0 | 0.0076602 | 0.011671 | 0 | 0 | 0.0078134 | 0.011905 | 0 | 0 | 0.0079697 | 0.012143 | 0 | 0 | 0.0081291 | 0.012386 | 0 | 0 | 0.0082916 | 0.012633 | 0 | 0 | 0.0084575 | 0.012886 | 0 | 0 | 0.0086153 | 0.013126 | 0 | 0 | 0.0087763 | 0.013372 | 0 | 0 | 0.0089373 | 0.013617 | 0
T&D ($/annual kWh) | 0 | 13-MFM-ResidentialMulti-family-CL_DRY | SYSTEM | TD:0:13-MFM-ResidentialMulti-family-CL_DRY:SYSTEM | 0 | 0.0051767 | 0.0078884 | 0 | 0 | 0.0052803 | 0.0080461 | 0 | 0 | 0.0053859 | 0.0082071 | 0 | 0 | 0.0054936 | 0.0083712 | 0 | 0 | 0.0056035 | 0.0085386 | 0 | 0 | 0.0057155 | 0.0087094 | 0 | 0 | 0.0058299 | 0.0088836 | 0 | 0 | 0.0059465 | 0.0090613 | 0 | 0 | 0.0060654 | 0.0092425 | 0 | 0 | 0.0061867 | 0.0094273 | 0 | 0 | 0.0063104 | 0.0096159 | 0 | 0 | 0.0064366 | 0.0098082 | 0 | 0 | 0.0065654 | 0.010004 | 0 | 0 | 0.0066967 | 0.010204 | 0 | 0 | 0.0068306 | 0.010409 | 0 | 0 | 0.0069672 | 0.010617 | 0 | 0 | 0.0071066 | 0.010829 | 0 | 0 | 0.0072487 | 0.011046 | 0 | 0 | 0.0073937 | 0.011267 | 0 | 0 | 0.0075415 | 0.011492 | 0 | 0 | 0.0076924 | 0.011722 | 0 | 0 | 0.0078462 | 0.011956 | 0 | 0 | 0.0079926 | 0.012179 | 0 | 0 | 0.008142 | 0.012407 | 0 | 0 | 0.0082914 | 0.012634 | 0
T&D ($/annual kWh) | 0 | 13-MFM-ResidentialMulti-family-CL_WASH | 7 | TD:0:13-MFM-ResidentialMulti-family-CL_WASH:7 | 0 | 0.0054877 | 0.0083623 | 0 | 0 | 0.0055975 | 0.0085295 | 0 | 0 | 0.0057094 | 0.0087001 | 0 | 0 | 0.0058236 | 0.0088741 | 0 | 0 | 0.0059401 | 0.0090516 | 0 | 0 | 0.0060589 | 0.0092326 | 0 | 0 | 0.0061801 | 0.0094173 | 0 | 0 | 0.0063037 | 0.0096056 | 0 | 0 | 0.0064298 | 0.0097977 | 0 | 0 | 0.0065584 | 0.0099937 | 0 | 0 | 0.0066895 | 0.010194 | 0 | 0 | 0.0068233 | 0.010397 | 0 | 0 | 0.0069598 | 0.010605 | 0 | 0 | 0.007099 | 0.010817 | 0 | 0 | 0.0072409 | 0.011034 | 0 | 0 | 0.0073858 | 0.011255 | 0 | 0 | 0.0075335 | 0.01148 | 0 | 0 | 0.0076842 | 0.011709 | 0 | 0 | 0.0078378 | 0.011943 | 0 | 0 | 0.0079946 | 0.012182 | 0 | 0 | 0.0081545 | 0.012426 | 0 | 0 | 0.0083176 | 0.012674 | 0 | 0 | 0.0084728 | 0.012911 | 0 | 0 | 0.0086311 | 0.013152 | 0 | 0 | 0.0087895 | 0.013393 | 0
T&D ($/annual kWh) | 0 | 13-MFM-ResidentialMulti-family-CL_WASH | 10 | TD:0:13-MFM-ResidentialMulti-family-CL_WASH:10 | 0 | 0.0058988 | 0.0089887 | 0 | 0 | 0.0060168 | 0.0091684 | 0 | 0 | 0.0061371 | 0.0093518 | 0 | 0 | 0.0062599 | 0.0095388 | 0 | 0 | 0.0063851 | 0.0097296 | 0 | 0 | 0.0065128 | 0.0099242 | 0 | 0 | 0.006643 | 0.010123 | 0 | 0 | 0.0067759 | 0.010325 | 0 | 0 | 0.0069114 | 0.010532 | 0 | 0 | 0.0070496 | 0.010742 | 0 | 0 | 0.0071906 | 0.010957 | 0 | 0 | 0.0073344 | 0.011176 | 0 | 0 | 0.0074811 | 0.0114 | 0 | 0 | 0.0076307 | 0.011628 | 0 | 0 | 0.0077834 | 0.01186 | 0 | 0 | 0.007939 | 0.012098 | 0 | 0 | 0.0080978 | 0.01234 | 0 | 0 | 0.0082598 | 0.012586 | 0 | 0 | 0.008425 | 0.012838 | 0 | 0 | 0.0085935 | 0.013095 | 0 | 0 | 0.0087653 | 0.013357 | 0 | 0 | 0.0089406 | 0.013624 | 0 | 0 | 0.0091075 | 0.013878 | 0 | 0 | 0.0092777 | 0.014137 | 0 | 0 | 0.0094479 | 0.014397 | 0
T&D ($/annual kWh) | 0 | 13-MFM-ResidentialMulti-family-CL_WASH | 14 | TD:0:13-MFM-ResidentialMulti-family-CL_WASH:14 | 0 | 0.0059247 | 0.0090281 | 0 | 0 | 0.0060432 | 0.0092086 | 0 | 0 | 0.006164 | 0.0093928 | 0 | 0 | 0.0062873 | 0.0095807 | 0 | 0 | 0.0064131 | 0.0097723 | 0 | 0 | 0.0065413 | 0.0099677 | 0 | 0 | 0.0066721 | 0.010167 | 0 | 0 | 0.0068056 | 0.01037 | 0 | 0 | 0.0069417 | 0.010578 | 0 | 0 | 0.0070805 | 0.010789 | 0 | 0 | 0.0072221 | 0.011005 | 0 | 0 | 0.0073666 | 0.011225 | 0 | 0 | 0.0075139 | 0.01145 | 0 | 0 | 0.0076642 | 0.011679 | 0 | 0 | 0.0078175 | 0.011912 | 0 | 0 | 0.0079738 | 0.012151 | 0 | 0 | 0.0081333 | 0.012394 | 0 | 0 | 0.008296 | 0.012641 | 0 | 0 | 0.0084619 | 0.012894 | 0 | 0 | 0.0086311 | 0.013152 | 0 | 0 | 0.0088038 | 0.013415 | 0 | 0 | 0.0089798 | 0.013684 | 0 | 0 | 0.0091474 | 0.013939 | 0 | 0 | 0.0093183 | 0.014199 | 0 | 0 | 0.0094893 | 0.01446 | 0
T&D ($/annual kWh) | 0 | 13-MFM-ResidentialMulti-family-CL_WASH | 15 | TD:0:13-MFM-ResidentialMulti-family-CL_WASH:15 | 0 | 0.0059144 | 0.0090114 | 0 | 0 | 0.0060327 | 0.0091916 | 0 | 0 | 0.0061534 | 0.0093754 | 0 | 0 | 0.0062764 | 0.009563 | 0 | 0 | 0.006402 | 0.0097542 | 0 | 0 | 0.00653 | 0.0099493 | 0 | 0 | 0.0066606 | 0.010148 | 0 | 0 | 0.0067938 | 0.010351 | 0 | 0 | 0.0069297 | 0.010558 | 0 | 0 | 0.0070683 | 0.010769 | 0 | 0 | 0.0072097 | 0.010985 | 0 | 0 | 0.0073539 | 0.011205 | 0 | 0 | 0.0075009 | 0.011429 | 0 | 0 | 0.007651 | 0.011657 | 0 | 0 | 0.007804 | 0.01189 | 0 | 0 | 0.00796 | 0.012128 | 0 | 0 | 0.0081192 | 0.012371 | 0 | 0 | 0.0082816 | 0.012618 | 0 | 0 | 0.0084473 | 0.01287 | 0 | 0 | 0.0086162 | 0.013128 | 0 | 0 | 0.0087885 | 0.01339 | 0 | 0 | 0.0089643 | 0.013658 | 0 | 0 | 0.0091316 | 0.013913 | 0 | 0 | 0.0093022 | 0.014173 | 0 | 0 | 0.0094729 | 0.014433 | 0
T&D ($/annual kWh) | 0 | 13-MFM-ResidentialMulti-family-CL_WASH | SYSTEM | TD:0:13-MFM-ResidentialMulti-family-CL_WASH:SYSTEM | 0 | 0.0054877 | 0.0083623 | 0 | 0 | 0.0055975 | 0.0085295 | 0 | 0 | 0.0057094 | 0.0087001 | 0 | 0 | 0.0058236 | 0.0088741 | 0 | 0 | 0.0059401 | 0.0090516 | 0 | 0 | 0.0060589 | 0.0092326 | 0 | 0 | 0.0061801 | 0.0094173 | 0 | 0 | 0.0063037 | 0.0096056 | 0 | 0 | 0.0064298 | 0.0097977 | 0 | 0 | 0.0065584 | 0.0099937 | 0 | 0 | 0.0066895 | 0.010194 | 0 | 0 | 0.0068233 | 0.010397 | 0 | 0 | 0.0069598 | 0.010605 | 0 | 0 | 0.007099 | 0.010817 | 0 | 0 | 0.0072409 | 0.011034 | 0 | 0 | 0.0073858 | 0.011255 | 0 | 0 | 0.0075335 | 0.01148 | 0 | 0 | 0.0076842 | 0.011709 | 0 | 0 | 0.0078378 | 0.011943 | 0 | 0 | 0.0079946 | 0.012182 | 0 | 0 | 0.0081545 | 0.012426 | 0 | 0 | 0.0083176 | 0.012674 | 0 | 0 | 0.0084728 | 0.012911 | 0 | 0 | 0.0086311 | 0.013152 | 0 | 0 | 0.0087895 | 0.013393 | 0
T&D ($/annual kWh) | 0 | 13-MFM-ResidentialMulti-family-DSH_WASH | 7 | TD:0:13-MFM-ResidentialMulti-family-DSH_WASH:7 | 0 | 0.010064 | 0.015335 | 0 | 0 | 0.010265 | 0.015642 | 0 | 0 | 0.01047 | 0.015955 | 0 | 0 | 0.01068 | 0.016274 | 0 | 0 | 0.010893 | 0.016599 | 0 | 0 | 0.011111 | 0.016931 | 0 | 0 | 0.011333 | 0.01727 | 0 | 0 | 0.01156 | 0.017615 | 0 | 0 | 0.011791 | 0.017967 | 0 | 0 | 0.012027 | 0.018327 | 0 | 0 | 0.012268 | 0.018693 | 0 | 0 | 0.012513 | 0.019067 | 0 | 0 | 0.012763 | 0.019449 | 0 | 0 | 0.013018 | 0.019838 | 0 | 0 | 0.013279 | 0.020234 | 0 | 0 | 0.013544 | 0.020639 | 0 | 0 | 0.013815 | 0.021052 | 0 | 0 | 0.014092 | 0.021473 | 0 | 0 | 0.014373 | 0.021902 | 0 | 0 | 0.014661 | 0.02234 | 0 | 0 | 0.014954 | 0.022787 | 0 | 0 | 0.015253 | 0.023243 | 0 | 0 | 0.015538 | 0.023677 | 0 | 0 | 0.015828 | 0.024119 | 0 | 0 | 0.016118 | 0.024562 | 0
T&D ($/annual kWh) | 0 | 13-MFM-ResidentialMulti-family-DSH_WASH | 10 | TD:0:13-MFM-ResidentialMulti-family-DSH_WASH:10 | 0 | 0.010817 | 0.016484 | 0 | 0 | 0.011034 | 0.016813 | 0 | 0 | 0.011254 | 0.01715 | 0 | 0 | 0.011479 | 0.017493 | 0 | 0 | 0.011709 | 0.017842 | 0 | 0 | 0.011943 | 0.018199 | 0 | 0 | 0.012182 | 0.018563 | 0 | 0 | 0.012426 | 0.018934 | 0 | 0 | 0.012674 | 0.019313 | 0 | 0 | 0.012928 | 0.019699 | 0 | 0 | 0.013186 | 0.020093 | 0 | 0 | 0.01345 | 0.020495 | 0 | 0 | 0.013719 | 0.020905 | 0 | 0 | 0.013993 | 0.021323 | 0 | 0 | 0.014273 | 0.02175 | 0 | 0 | 0.014559 | 0.022185 | 0 | 0 | 0.01485 | 0.022628 | 0 | 0 | 0.015147 | 0.023081 | 0 | 0 | 0.01545 | 0.023543 | 0 | 0 | 0.015759 | 0.024013 | 0 | 0 | 0.016074 | 0.024494 | 0 | 0 | 0.016395 | 0.024984 | 0 | 0 | 0.016701 | 0.02545 | 0 | 0 | 0.017014 | 0.025925 | 0 | 0 | 0.017326 | 0.026401 | 0
T&D ($/annual kWh) | 0 | 13-MFM-ResidentialMulti-family-DSH_WASH | 14 | TD:0:13-MFM-ResidentialMulti-family-DSH_WASH:14 | 0 | 0.010865 | 0.016556 | 0 | 0 | 0.011082 | 0.016887 | 0 | 0 | 0.011304 | 0.017225 | 0 | 0 | 0.01153 | 0.017569 | 0 | 0 | 0.01176 | 0.017921 | 0 | 0 | 0.011996 | 0.018279 | 0 | 0 | 0.012236 | 0.018645 | 0 | 0 | 0.01248 | 0.019017 | 0 | 0 | 0.01273 | 0.019398 | 0 | 0 | 0.012984 | 0.019786 | 0 | 0 | 0.013244 | 0.020181 | 0 | 0 | 0.013509 | 0.020585 | 0 | 0 | 0.013779 | 0.020997 | 0 | 0 | 0.014055 | 0.021417 | 0 | 0 | 0.014336 | 0.021845 | 0 | 0 | 0.014623 | 0.022282 | 0 | 0 | 0.014915 | 0.022728 | 0 | 0 | 0.015213 | 0.023182 | 0 | 0 | 0.015518 | 0.023646 | 0 | 0 | 0.015828 | 0.024119 | 0 | 0 | 0.016144 | 0.024601 | 0 | 0 | 0.016467 | 0.025093 | 0 | 0 | 0.016775 | 0.025561 | 0 | 0 | 0.017088 | 0.026039 | 0 | 0 | 0.017402 | 0.026517 | 0
T&D ($/annual kWh) | 0 | 13-MFM-ResidentialMulti-family-DSH_WASH | 15 | TD:0:13-MFM-ResidentialMulti-family-DSH_WASH:15 | 0 | 0.010797 | 0.016452 | 0 | 0 | 0.011013 | 0.016781 | 0 | 0 | 0.011233 | 0.017116 | 0 | 0 | 0.011458 | 0.017459 | 0 | 0 | 0.011687 | 0.017808 | 0 | 0 | 0.011921 | 0.018164 | 0 | 0 | 0.012159 | 0.018527 | 0 | 0 | 0.012402 | 0.018898 | 0 | 0 | 0.01265 | 0.019276 | 0 | 0 | 0.012903 | 0.019661 | 0 | 0 | 0.013161 | 0.020055 | 0 | 0 | 0.013425 | 0.020456 | 0 | 0 | 0.013693 | 0.020865 | 0 | 0 | 0.013967 | 0.021282 | 0 | 0 | 0.014246 | 0.021708 | 0 | 0 | 0.014531 | 0.022142 | 0 | 0 | 0.014822 | 0.022585 | 0 | 0 | 0.015118 | 0.023036 | 0 | 0 | 0.015421 | 0.023497 | 0 | 0 | 0.015729 | 0.023967 | 0 | 0 | 0.016044 | 0.024446 | 0 | 0 | 0.016364 | 0.024935 | 0 | 0 | 0.01667 | 0.025401 | 0 | 0 | 0.016981 | 0.025875 | 0 | 0 | 0.017293 | 0.02635 | 0
T&D ($/annual kWh) | 0 | 13-MFM-ResidentialMulti-family-DSH_WASH | SYSTEM | TD:0:13-MFM-ResidentialMulti-family-DSH_WASH:SYSTEM | 0 | 0.010064 | 0.015335 | 0 | 0 | 0.010265 | 0.015642 | 0 | 0 | 0.01047 | 0.015955 | 0 | 0 | 0.01068 | 0.016274 | 0 | 0 | 0.010893 | 0.016599 | 0 | 0 | 0.011111 | 0.016931 | 0 | 0 | 0.011333 | 0.01727 | 0 | 0 | 0.01156 | 0.017615 | 0 | 0 | 0.011791 | 0.017967 | 0 | 0 | 0.012027 | 0.018327 | 0 | 0 | 0.012268 | 0.018693 | 0 | 0 | 0.012513 | 0.019067 | 0 | 0 | 0.012763 | 0.019449 | 0 | 0 | 0.013018 | 0.019838 | 0 | 0 | 0.013279 | 0.020234 | 0 | 0 | 0.013544 | 0.020639 | 0 | 0 | 0.013815 | 0.021052 | 0 | 0 | 0.014092 | 0.021473 | 0 | 0 | 0.014373 | 0.021902 | 0 | 0 | 0.014661 | 0.02234 | 0 | 0 | 0.014954 | 0.022787 | 0 | 0 | 0.015253 | 0.023243 | 0 | 0 | 0.015538 | 0.023677 | 0 | 0 | 0.015828 | 0.024119 | 0 | 0 | 0.016118 | 0.024562 | 0
T&D ($/annual kWh) | 0 | 13-MFM-ResidentialMulti-family-FREEZ | 7 | TD:0:13-MFM-ResidentialMulti-family-FREEZ:7 | 0 | 0.0051716 | 0.0078806 | 0 | 0 | 0.0052751 | 0.0080382 | 0 | 0 | 0.0053806 | 0.008199 | 0 | 0 | 0.0054882 | 0.0083629 | 0 | 0 | 0.0055979 | 0.0085302 | 0 | 0 | 0.0057099 | 0.0087008 | 0 | 0 | 0.0058241 | 0.0088748 | 0 | 0 | 0.0059406 | 0.0090523 | 0 | 0 | 0.0060594 | 0.0092334 | 0 | 0 | 0.0061806 | 0.009418 | 0 | 0 | 0.0063042 | 0.0096064 | 0 | 0 | 0.0064303 | 0.0097985 | 0 | 0 | 0.0065589 | 0.0099945 | 0 | 0 | 0.0066901 | 0.010194 | 0 | 0 | 0.0068239 | 0.010398 | 0 | 0 | 0.0069603 | 0.010606 | 0 | 0 | 0.0070995 | 0.010818 | 0 | 0 | 0.0072415 | 0.011035 | 0 | 0 | 0.0073864 | 0.011255 | 0 | 0 | 0.0075341 | 0.011481 | 0 | 0 | 0.0076848 | 0.01171 | 0 | 0 | 0.0078385 | 0.011944 | 0 | 0 | 0.0079847 | 0.012167 | 0 | 0 | 0.008134 | 0.012395 | 0 | 0 | 0.0082832 | 0.012622 | 0
T&D ($/annual kWh) | 0 | 13-MFM-ResidentialMulti-family-FREEZ | 10 | TD:0:13-MFM-ResidentialMulti-family-FREEZ:10 | 0 | 0.0055591 | 0.0084709 | 0 | 0 | 0.0056702 | 0.0086404 | 0 | 0 | 0.0057836 | 0.0088132 | 0 | 0 | 0.0058993 | 0.0089894 | 0 | 0 | 0.0060173 | 0.0091692 | 0 | 0 | 0.0061376 | 0.0093526 | 0 | 0 | 0.0062604 | 0.0095397 | 0 | 0 | 0.0063856 | 0.0097305 | 0 | 0 | 0.0065133 | 0.0099251 | 0 | 0 | 0.0066436 | 0.010124 | 0 | 0 | 0.0067765 | 0.010326 | 0 | 0 | 0.006912 | 0.010533 | 0 | 0 | 0.0070502 | 0.010743 | 0 | 0 | 0.0071912 | 0.010958 | 0 | 0 | 0.0073351 | 0.011177 | 0 | 0 | 0.0074818 | 0.011401 | 0 | 0 | 0.0076314 | 0.011629 | 0 | 0 | 0.007784 | 0.011861 | 0 | 0 | 0.0079397 | 0.012099 | 0 | 0 | 0.0080985 | 0.012341 | 0 | 0 | 0.0082605 | 0.012587 | 0 | 0 | 0.0084257 | 0.012839 | 0 | 0 | 0.0085829 | 0.013079 | 0 | 0 | 0.0087433 | 0.013323 | 0 | 0 | 0.0089037 | 0.013568 | 0
T&D ($/annual kWh) | 0 | 13-MFM-ResidentialMulti-family-FREEZ | 14 | TD:0:13-MFM-ResidentialMulti-family-FREEZ:14 | 0 | 0.0055834 | 0.0085081 | 0 | 0 | 0.0056951 | 0.0086783 | 0 | 0 | 0.005809 | 0.0088518 | 0 | 0 | 0.0059252 | 0.0090289 | 0 | 0 | 0.0060437 | 0.0092094 | 0 | 0 | 0.0061646 | 0.0093936 | 0 | 0 | 0.0062879 | 0.0095815 | 0 | 0 | 0.0064136 | 0.0097731 | 0 | 0 | 0.0065419 | 0.0099686 | 0 | 0 | 0.0066727 | 0.010168 | 0 | 0 | 0.0068062 | 0.010371 | 0 | 0 | 0.0069423 | 0.010579 | 0 | 0 | 0.0070811 | 0.01079 | 0 | 0 | 0.0072228 | 0.011006 | 0 | 0 | 0.0073672 | 0.011226 | 0 | 0 | 0.0075146 | 0.011451 | 0 | 0 | 0.0076649 | 0.01168 | 0 | 0 | 0.0078182 | 0.011913 | 0 | 0 | 0.0079745 | 0.012152 | 0 | 0 | 0.008134 | 0.012395 | 0 | 0 | 0.0082967 | 0.012643 | 0 | 0 | 0.0084626 | 0.012895 | 0 | 0 | 0.0086205 | 0.013136 | 0 | 0 | 0.0087816 | 0.013382 | 0 | 0 | 0.0089428 | 0.013627 | 0
T&D ($/annual kWh) | 0 | 13-MFM-ResidentialMulti-family-FREEZ | 15 | TD:0:13-MFM-ResidentialMulti-family-FREEZ:15 | 0 | 0.0055759 | 0.0084956 | 0 | 0 | 0.0056875 | 0.0086655 | 0 | 0 | 0.0058012 | 0.0088388 | 0 | 0 | 0.0059172 | 0.0090156 | 0 | 0 | 0.0060356 | 0.0091959 | 0 | 0 | 0.0061563 | 0.0093798 | 0 | 0 | 0.0062794 | 0.0095674 | 0 | 0 | 0.006405 | 0.0097588 | 0 | 0 | 0.0065331 | 0.0099539 | 0 | 0 | 0.0066638 | 0.010153 | 0 | 0 | 0.006797 | 0.010356 | 0 | 0 | 0.006933 | 0.010563 | 0 | 0 | 0.0070716 | 0.010774 | 0 | 0 | 0.0072131 | 0.01099 | 0 | 0 | 0.0073573 | 0.01121 | 0 | 0 | 0.0075045 | 0.011434 | 0 | 0 | 0.0076546 | 0.011663 | 0 | 0 | 0.0078077 | 0.011896 | 0 | 0 | 0.0079638 | 0.012134 | 0 | 0 | 0.0081231 | 0.012376 | 0 | 0 | 0.0082856 | 0.012624 | 0 | 0 | 0.0084513 | 0.012876 | 0 | 0 | 0.008609 | 0.013117 | 0 | 0 | 0.0087699 | 0.013362 | 0 | 0 | 0.0089308 | 0.013607 | 0
T&D ($/annual kWh) | 0 | 13-MFM-ResidentialMulti-family-FREEZ | SYSTEM | TD:0:13-MFM-ResidentialMulti-family-FREEZ:SYSTEM | 0 | 0.0051716 | 0.0078806 | 0 | 0 | 0.0052751 | 0.0080382 | 0 | 0 | 0.0053806 | 0.008199 | 0 | 0 | 0.0054882 | 0.0083629 | 0 | 0 | 0.0055979 | 0.0085302 | 0 | 0 | 0.0057099 | 0.0087008 | 0 | 0 | 0.0058241 | 0.0088748 | 0 | 0 | 0.0059406 | 0.0090523 | 0 | 0 | 0.0060594 | 0.0092334 | 0 | 0 | 0.0061806 | 0.009418 | 0 | 0 | 0.0063042 | 0.0096064 | 0 | 0 | 0.0064303 | 0.0097985 | 0 | 0 | 0.0065589 | 0.0099945 | 0 | 0 | 0.0066901 | 0.010194 | 0 | 0 | 0.0068239 | 0.010398 | 0 | 0 | 0.0069603 | 0.010606 | 0 | 0 | 0.0070995 | 0.010818 | 0 | 0 | 0.0072415 | 0.011035 | 0 | 0 | 0.0073864 | 0.011255 | 0 | 0 | 0.0075341 | 0.011481 | 0 | 0 | 0.0076848 | 0.01171 | 0 | 0 | 0.0078385 | 0.011944 | 0 | 0 | 0.0079847 | 0.012167 | 0 | 0 | 0.008134 | 0.012395 | 0 | 0 | 0.0082832 | 0.012622 | 0
T&D ($/annual kWh) | 0 | 13-MFM-ResidentialMulti-family-LIGHT | 7 | TD:0:13-MFM-ResidentialMulti-family-LIGHT:7 | 0 | 0.0053353 | 0.00813 | 0 | 0 | 0.005442 | 0.0082926 | 0 | 0 | 0.0055509 | 0.0084585 | 0 | 0 | 0.0056619 | 0.0086277 | 0 | 0 | 0.0057751 | 0.0088002 | 0 | 0 | 0.0058906 | 0.0089762 | 0 | 0 | 0.0060085 | 0.0091558 | 0 | 0 | 0.0061286 | 0.0093389 | 0 | 0 | 0.0062512 | 0.0095256 | 0 | 0 | 0.0063762 | 0.0097162 | 0 | 0 | 0.0065038 | 0.0099105 | 0 | 0 | 0.0066338 | 0.010109 | 0 | 0 | 0.0067665 | 0.010311 | 0 | 0 | 0.0069018 | 0.010517 | 0 | 0 | 0.0070399 | 0.010727 | 0 | 0 | 0.0071807 | 0.010942 | 0 | 0 | 0.0073243 | 0.011161 | 0 | 0 | 0.0074708 | 0.011384 | 0 | 0 | 0.0076202 | 0.011612 | 0 | 0 | 0.0077726 | 0.011844 | 0 | 0 | 0.007928 | 0.012081 | 0 | 0 | 0.0080866 | 0.012322 | 0 | 0 | 0.0082375 | 0.012552 | 0 | 0 | 0.0083914 | 0.012787 | 0 | 0 | 0.0085454 | 0.013022 | 0
T&D ($/annual kWh) | 0 | 13-MFM-ResidentialMulti-family-LIGHT | 10 | TD:0:13-MFM-ResidentialMulti-family-LIGHT:10 | 0 | 0.005735 | 0.0087391 | 0 | 0 | 0.0058497 | 0.0089138 | 0 | 0 | 0.0059667 | 0.0090921 | 0 | 0 | 0.006086 | 0.009274 | 0 | 0 | 0.0062078 | 0.0094594 | 0 | 0 | 0.0063319 | 0.0096486 | 0 | 0 | 0.0064585 | 0.0098416 | 0 | 0 | 0.0065877 | 0.010038 | 0 | 0 | 0.0067195 | 0.010239 | 0 | 0 | 0.0068539 | 0.010444 | 0 | 0 | 0.0069909 | 0.010653 | 0 | 0 | 0.0071308 | 0.010866 | 0 | 0 | 0.0072734 | 0.011083 | 0 | 0 | 0.0074188 | 0.011305 | 0 | 0 | 0.0075672 | 0.011531 | 0 | 0 | 0.0077186 | 0.011762 | 0 | 0 | 0.0078729 | 0.011997 | 0 | 0 | 0.0080304 | 0.012237 | 0 | 0 | 0.008191 | 0.012482 | 0 | 0 | 0.0083548 | 0.012731 | 0 | 0 | 0.0085219 | 0.012986 | 0 | 0 | 0.0086924 | 0.013245 | 0 | 0 | 0.0088545 | 0.013493 | 0 | 0 | 0.00902 | 0.013745 | 0 | 0 | 0.0091855 | 0.013997 | 0
T&D ($/annual kWh) | 0 | 13-MFM-ResidentialMulti-family-LIGHT | 14 | TD:0:13-MFM-ResidentialMulti-family-LIGHT:14 | 0 | 0.0057602 | 0.0087774 | 0 | 0 | 0.0058754 | 0.0089529 | 0 | 0 | 0.0059929 | 0.009132 | 0 | 0 | 0.0061127 | 0.0093146 | 0 | 0 | 0.006235 | 0.0095009 | 0 | 0 | 0.0063597 | 0.0096909 | 0 | 0 | 0.0064869 | 0.0098848 | 0 | 0 | 0.0066166 | 0.010082 | 0 | 0 | 0.0067489 | 0.010284 | 0 | 0 | 0.0068839 | 0.01049 | 0 | 0 | 0.0070216 | 0.0107 | 0 | 0 | 0.007162 | 0.010914 | 0 | 0 | 0.0073053 | 0.011132 | 0 | 0 | 0.0074514 | 0.011354 | 0 | 0 | 0.0076004 | 0.011582 | 0 | 0 | 0.0077524 | 0.011813 | 0 | 0 | 0.0079075 | 0.012049 | 0 | 0 | 0.0080656 | 0.01229 | 0 | 0 | 0.0082269 | 0.012536 | 0 | 0 | 0.0083915 | 0.012787 | 0 | 0 | 0.0085593 | 0.013043 | 0 | 0 | 0.0087305 | 0.013304 | 0 | 0 | 0.0088934 | 0.013552 | 0 | 0 | 0.0090596 | 0.013805 | 0 | 0 | 0.0092258 | 0.014058 | 0
T&D ($/annual kWh) | 0 | 13-MFM-ResidentialMulti-family-LIGHT | 15 | TD:0:13-MFM-ResidentialMulti-family-LIGHT:15 | 0 | 0.0057376 | 0.0087424 | 0 | 0 | 0.0058524 | 0.0089172 | 0 | 0 | 0.0059694 | 0.0090956 | 0 | 0 | 0.0060888 | 0.0092775 | 0 | 0 | 0.0062106 | 0.009463 | 0 | 0 | 0.0063348 | 0.0096523 | 0 | 0 | 0.0064615 | 0.0098453 | 0 | 0 | 0.0065907 | 0.010042 | 0 | 0 | 0.0067226 | 0.010243 | 0 | 0 | 0.006857 | 0.010448 | 0 | 0 | 0.0069941 | 0.010657 | 0 | 0 | 0.007134 | 0.01087 | 0 | 0 | 0.0072767 | 0.011087 | 0 | 0 | 0.0074222 | 0.011309 | 0 | 0 | 0.0075707 | 0.011535 | 0 | 0 | 0.0077221 | 0.011766 | 0 | 0 | 0.0078765 | 0.012001 | 0 | 0 | 0.0080341 | 0.012241 | 0 | 0 | 0.0081948 | 0.012486 | 0 | 0 | 0.0083587 | 0.012736 | 0 | 0 | 0.0085258 | 0.012991 | 0 | 0 | 0.0086963 | 0.013251 | 0 | 0 | 0.0088586 | 0.013498 | 0 | 0 | 0.0090242 | 0.01375 | 0 | 0 | 0.0091897 | 0.014002 | 0
T&D ($/annual kWh) | 0 | 13-MFM-ResidentialMulti-family-LIGHT | SYSTEM | TD:0:13-MFM-ResidentialMulti-family-LIGHT:SYSTEM | 0 | 0.0053353 | 0.00813 | 0 | 0 | 0.005442 | 0.0082926 | 0 | 0 | 0.0055509 | 0.0084585 | 0 | 0 | 0.0056619 | 0.0086277 | 0 | 0 | 0.0057751 | 0.0088002 | 0 | 0 | 0.0058906 | 0.0089762 | 0 | 0 | 0.0060085 | 0.0091558 | 0 | 0 | 0.0061286 | 0.0093389 | 0 | 0 | 0.0062512 | 0.0095256 | 0 | 0 | 0.0063762 | 0.0097162 | 0 | 0 | 0.0065038 | 0.0099105 | 0 | 0 | 0.0066338 | 0.010109 | 0 | 0 | 0.0067665 | 0.010311 | 0 | 0 | 0.0069018 | 0.010517 | 0 | 0 | 0.0070399 | 0.010727 | 0 | 0 | 0.0071807 | 0.010942 | 0 | 0 | 0.0073243 | 0.011161 | 0 | 0 | 0.0074708 | 0.011384 | 0 | 0 | 0.0076202 | 0.011612 | 0 | 0 | 0.0077726 | 0.011844 | 0 | 0 | 0.007928 | 0.012081 | 0 | 0 | 0.0080866 | 0.012322 | 0 | 0 | 0.0082375 | 0.012552 | 0 | 0 | 0.0083914 | 0.012787 | 0 | 0 | 0.0085454 | 0.013022 | 0
T&D ($/annual kWh) | 0 | 13-MFM-ResidentialMulti-family-POOL_PMP | 7 | TD:0:13-MFM-ResidentialMulti-family-POOL_PMP:7 | 0 | 0.0021399 | 0.0032608 | 0 | 0 | 0.0021827 | 0.003326 | 0 | 0 | 0.0022264 | 0.0033926 | 0 | 0 | 0.0022709 | 0.0034604 | 0 | 0 | 0.0023163 | 0.0035296 | 0 | 0 | 0.0023626 | 0.0036002 | 0 | 0 | 0.0024099 | 0.0036722 | 0 | 0 | 0.0024581 | 0.0037457 | 0 | 0 | 0.0025072 | 0.0038206 | 0 | 0 | 0.0025574 | 0.003897 | 0 | 0 | 0.0026085 | 0.0039749 | 0 | 0 | 0.0026607 | 0.0040544 | 0 | 0 | 0.0027139 | 0.0041355 | 0 | 0 | 0.0027682 | 0.0042182 | 0 | 0 | 0.0028236 | 0.0043026 | 0 | 0 | 0.00288 | 0.0043886 | 0 | 0 | 0.0029376 | 0.0044764 | 0 | 0 | 0.0029964 | 0.0045659 | 0 | 0 | 0.0030563 | 0.0046573 | 0 | 0 | 0.0031174 | 0.0047504 | 0 | 0 | 0.0031798 | 0.0048454 | 0 | 0 | 0.0032434 | 0.0049423 | 0 | 0 | 0.0033039 | 0.0050345 | 0 | 0 | 0.0033657 | 0.0051286 | 0 | 0 | 0.0034274 | 0.0052227 | 0
T&D ($/annual kWh) | 0 | 13-MFM-ResidentialMulti-family-POOL_PMP | 10 | TD:0:13-MFM-ResidentialMulti-family-POOL_PMP:10 | 0 | 0.0023002 | 0.003505 | 0 | 0 | 0.0023462 | 0.0035751 | 0 | 0 | 0.0023931 | 0.0036466 | 0 | 0 | 0.002441 | 0.0037196 | 0 | 0 | 0.0024898 | 0.003794 | 0 | 0 | 0.0025396 | 0.0038698 | 0 | 0 | 0.0025904 | 0.0039472 | 0 | 0 | 0.0026422 | 0.0040262 | 0 | 0 | 0.002695 | 0.0041067 | 0 | 0 | 0.0027489 | 0.0041888 | 0 | 0 | 0.0028039 | 0.0042726 | 0 | 0 | 0.00286 | 0.0043581 | 0 | 0 | 0.0029172 | 0.0044452 | 0 | 0 | 0.0029755 | 0.0045341 | 0 | 0 | 0.003035 | 0.0046248 | 0 | 0 | 0.0030957 | 0.0047173 | 0 | 0 | 0.0031576 | 0.0048116 | 0 | 0 | 0.0032208 | 0.0049079 | 0 | 0 | 0.0032852 | 0.005006 | 0 | 0 | 0.0033509 | 0.0051062 | 0 | 0 | 0.0034179 | 0.0052083 | 0 | 0 | 0.0034863 | 0.0053124 | 0 | 0 | 0.0035513 | 0.0054116 | 0 | 0 | 0.0036177 | 0.0055127 | 0 | 0 | 0.0036841 | 0.0056139 | 0
T&D ($/annual kWh) | 0 | 13-MFM-ResidentialMulti-family-POOL_PMP | 14 | TD:0:13-MFM-ResidentialMulti-family-POOL_PMP:14 | 0 | 0.0023103 | 0.0035204 | 0 | 0 | 0.0023565 | 0.0035908 | 0 | 0 | 0.0024036 | 0.0036626 | 0 | 0 | 0.0024517 | 0.0037359 | 0 | 0 | 0.0025007 | 0.0038106 | 0 | 0 | 0.0025507 | 0.0038868 | 0 | 0 | 0.0026017 | 0.0039645 | 0 | 0 | 0.0026538 | 0.0040438 | 0 | 0 | 0.0027068 | 0.0041247 | 0 | 0 | 0.002761 | 0.0042072 | 0 | 0 | 0.0028162 | 0.0042913 | 0 | 0 | 0.0028725 | 0.0043772 | 0 | 0 | 0.00293 | 0.0044647 | 0 | 0 | 0.0029886 | 0.004554 | 0 | 0 | 0.0030483 | 0.0046451 | 0 | 0 | 0.0031093 | 0.004738 | 0 | 0 | 0.0031715 | 0.0048327 | 0 | 0 | 0.0032349 | 0.0049294 | 0 | 0 | 0.0032996 | 0.005028 | 0 | 0 | 0.0033656 | 0.0051285 | 0 | 0 | 0.0034329 | 0.0052311 | 0 | 0 | 0.0035016 | 0.0053357 | 0 | 0 | 0.0035669 | 0.0054353 | 0 | 0 | 0.0036336 | 0.0055369 | 0 | 0 | 0.0037002 | 0.0056385 | 0
T&D ($/annual kWh) | 0 | 13-MFM-ResidentialMulti-family-POOL_PMP | 15 | TD:0:13-MFM-ResidentialMulti-family-POOL_PMP:15 | 0 | 0.0023408 | 0.0035656 | 0 | 0 | 0.0023877 | 0.0036369 | 0 | 0 | 0.0024354 | 0.0037096 | 0 | 0 | 0.0024841 | 0.0037838 | 0 | 0 | 0.0025338 | 0.0038595 | 0 | 0 | 0.0025845 | 0.0039367 | 0 | 0 | 0.0026362 | 0.0040154 | 0 | 0 | 0.0026889 | 0.0040957 | 0 | 0 | 0.0027427 | 0.0041776 | 0 | 0 | 0.0027975 | 0.0042612 | 0 | 0 | 0.0028535 | 0.0043464 | 0 | 0 | 0.0029105 | 0.0044333 | 0 | 0 | 0.0029688 | 0.004522 | 0 | 0 | 0.0030281 | 0.0046125 | 0 | 0 | 0.0030887 | 0.0047047 | 0 | 0 | 0.0031505 | 0.0047988 | 0 | 0 | 0.0032135 | 0.0048948 | 0 | 0 | 0.0032777 | 0.0049927 | 0 | 0 | 0.0033433 | 0.0050925 | 0 | 0 | 0.0034102 | 0.0051944 | 0 | 0 | 0.0034784 | 0.0052983 | 0 | 0 | 0.0035479 | 0.0054042 | 0 | 0 | 0.0036141 | 0.0055051 | 0 | 0 | 0.0036817 | 0.005608 | 0 | 0 | 0.0037492 | 0.0057108 | 0
T&D ($/annual kWh) | 0 | 13-MFM-ResidentialMulti-family-POOL_PMP | SYSTEM | TD:0:13-MFM-ResidentialMulti-family-POOL_PMP:SYSTEM | 0 | 0.0021399 | 0.0032608 | 0 | 0 | 0.0021827 | 0.003326 | 0 | 0 | 0.0022264 | 0.0033926 | 0 | 0 | 0.0022709 | 0.0034604 | 0 | 0 | 0.0023163 | 0.0035296 | 0 | 0 | 0.0023626 | 0.0036002 | 0 | 0 | 0.0024099 | 0.0036722 | 0 | 0 | 0.0024581 | 0.0037457 | 0 | 0 | 0.0025072 | 0.0038206 | 0 | 0 | 0.0025574 | 0.003897 | 0 | 0 | 0.0026085 | 0.0039749 | 0 | 0 | 0.0026607 | 0.0040544 | 0 | 0 | 0.0027139 | 0.0041355 | 0 | 0 | 0.0027682 | 0.0042182 | 0 | 0 | 0.0028236 | 0.0043026 | 0 | 0 | 0.00288 | 0.0043886 | 0 | 0 | 0.0029376 | 0.0044764 | 0 | 0 | 0.0029964 | 0.0045659 | 0 | 0 | 0.0030563 | 0.0046573 | 0 | 0 | 0.0031174 | 0.0047504 | 0 | 0 | 0.0031798 | 0.0048454 | 0 | 0 | 0.0032434 | 0.0049423 | 0 | 0 | 0.0033039 | 0.0050345 | 0 | 0 | 0.0033657 | 0.0051286 | 0 | 0 | 0.0034274 | 0.0052227 | 0
T&D ($/annual kWh) | 0 | 13-MFM-ResidentialMulti-family-REFG | 7 | TD:0:13-MFM-ResidentialMulti-family-REFG:7 | 0 | 0.0053391 | 0.0081357 | 0 | 0 | 0.0054458 | 0.0082984 | 0 | 0 | 0.0055548 | 0.0084644 | 0 | 0 | 0.0056658 | 0.0086337 | 0 | 0 | 0.0057792 | 0.0088063 | 0 | 0 | 0.0058947 | 0.0089825 | 0 | 0 | 0.0060126 | 0.0091621 | 0 | 0 | 0.0061329 | 0.0093454 | 0 | 0 | 0.0062556 | 0.0095323 | 0 | 0 | 0.0063807 | 0.0097229 | 0 | 0 | 0.0065083 | 0.0099174 | 0 | 0 | 0.0066384 | 0.010116 | 0 | 0 | 0.0067712 | 0.010318 | 0 | 0 | 0.0069066 | 0.010524 | 0 | 0 | 0.0070448 | 0.010735 | 0 | 0 | 0.0071857 | 0.01095 | 0 | 0 | 0.0073294 | 0.011169 | 0 | 0 | 0.007476 | 0.011392 | 0 | 0 | 0.0076255 | 0.01162 | 0 | 0 | 0.007778 | 0.011852 | 0 | 0 | 0.0079336 | 0.012089 | 0 | 0 | 0.0080922 | 0.012331 | 0 | 0 | 0.0082432 | 0.012561 | 0 | 0 | 0.0083973 | 0.012796 | 0 | 0 | 0.0085513 | 0.013031 | 0
T&D ($/annual kWh) | 0 | 13-MFM-ResidentialMulti-family-REFG | 10 | TD:0:13-MFM-ResidentialMulti-family-REFG:10 | 0 | 0.005739 | 0.0087451 | 0 | 0 | 0.0058537 | 0.00892 | 0 | 0 | 0.0059708 | 0.0090984 | 0 | 0 | 0.0060902 | 0.0092804 | 0 | 0 | 0.006212 | 0.009466 | 0 | 0 | 0.0063363 | 0.0096553 | 0 | 0 | 0.006463 | 0.0098484 | 0 | 0 | 0.0065923 | 0.010045 | 0 | 0 | 0.0067241 | 0.010246 | 0 | 0 | 0.0068586 | 0.010451 | 0 | 0 | 0.0069958 | 0.01066 | 0 | 0 | 0.0071357 | 0.010873 | 0 | 0 | 0.0072784 | 0.011091 | 0 | 0 | 0.007424 | 0.011313 | 0 | 0 | 0.0075724 | 0.011539 | 0 | 0 | 0.0077239 | 0.01177 | 0 | 0 | 0.0078784 | 0.012005 | 0 | 0 | 0.0080359 | 0.012245 | 0 | 0 | 0.0081967 | 0.01249 | 0 | 0 | 0.0083606 | 0.01274 | 0 | 0 | 0.0085278 | 0.012995 | 0 | 0 | 0.0086984 | 0.013255 | 0 | 0 | 0.0088607 | 0.013502 | 0 | 0 | 0.0090263 | 0.013754 | 0 | 0 | 0.0091919 | 0.014007 | 0
T&D ($/annual kWh) | 0 | 13-MFM-ResidentialMulti-family-REFG | 14 | TD:0:13-MFM-ResidentialMulti-family-REFG:14 | 0 | 0.0057641 | 0.0087834 | 0 | 0 | 0.0058794 | 0.0089591 | 0 | 0 | 0.005997 | 0.0091383 | 0 | 0 | 0.0061169 | 0.009321 | 0 | 0 | 0.0062393 | 0.0095075 | 0 | 0 | 0.0063641 | 0.0096976 | 0 | 0 | 0.0064913 | 0.0098916 | 0 | 0 | 0.0066212 | 0.010089 | 0 | 0 | 0.0067536 | 0.010291 | 0 | 0 | 0.0068887 | 0.010497 | 0 | 0 | 0.0070264 | 0.010707 | 0 | 0 | 0.007167 | 0.010921 | 0 | 0 | 0.0073103 | 0.01114 | 0 | 0 | 0.0074565 | 0.011362 | 0 | 0 | 0.0076056 | 0.01159 | 0 | 0 | 0.0077578 | 0.011821 | 0 | 0 | 0.0079129 | 0.012058 | 0 | 0 | 0.0080712 | 0.012299 | 0 | 0 | 0.0082326 | 0.012545 | 0 | 0 | 0.0083972 | 0.012796 | 0 | 0 | 0.0085652 | 0.013052 | 0 | 0 | 0.0087365 | 0.013313 | 0 | 0 | 0.0088995 | 0.013561 | 0 | 0 | 0.0090658 | 0.013815 | 0 | 0 | 0.0092322 | 0.014068 | 0
T&D ($/annual kWh) | 0 | 13-MFM-ResidentialMulti-family-REFG | 15 | TD:0:13-MFM-ResidentialMulti-family-REFG:15 | 0 | 0.0057538 | 0.0087666 | 0 | 0 | 0.0058689 | 0.0089419 | 0 | 0 | 0.0059862 | 0.0091208 | 0 | 0 | 0.006106 | 0.0093032 | 0 | 0 | 0.0062281 | 0.0094893 | 0 | 0 | 0.0063526 | 0.0096791 | 0 | 0 | 0.0064797 | 0.0098726 | 0 | 0 | 0.0066093 | 0.01007 | 0 | 0 | 0.0067415 | 0.010271 | 0 | 0 | 0.0068763 | 0.010477 | 0 | 0 | 0.0070138 | 0.010686 | 0 | 0 | 0.0071541 | 0.0109 | 0 | 0 | 0.0072972 | 0.011118 | 0 | 0 | 0.0074431 | 0.011341 | 0 | 0 | 0.007592 | 0.011567 | 0 | 0 | 0.0077438 | 0.011799 | 0 | 0 | 0.0078987 | 0.012035 | 0 | 0 | 0.0080567 | 0.012275 | 0 | 0 | 0.0082178 | 0.012521 | 0 | 0 | 0.0083822 | 0.012771 | 0 | 0 | 0.0085498 | 0.013027 | 0 | 0 | 0.0087208 | 0.013287 | 0 | 0 | 0.0088835 | 0.013535 | 0 | 0 | 0.0090496 | 0.013788 | 0 | 0 | 0.0092156 | 0.014041 | 0
T&D ($/annual kWh) | 0 | 13-MFM-ResidentialMulti-family-REFG | SYSTEM | TD:0:13-MFM-ResidentialMulti-family-REFG:SYSTEM | 0 | 0.0053391 | 0.0081357 | 0 | 0 | 0.0054458 | 0.0082984 | 0 | 0 | 0.0055548 | 0.0084644 | 0 | 0 | 0.0056658 | 0.0086337 | 0 | 0 | 0.0057792 | 0.0088063 | 0 | 0 | 0.0058947 | 0.0089825 | 0 | 0 | 0.0060126 | 0.0091621 | 0 | 0 | 0.0061329 | 0.0093454 | 0 | 0 | 0.0062556 | 0.0095323 | 0 | 0 | 0.0063807 | 0.0097229 | 0 | 0 | 0.0065083 | 0.0099174 | 0 | 0 | 0.0066384 | 0.010116 | 0 | 0 | 0.0067712 | 0.010318 | 0 | 0 | 0.0069066 | 0.010524 | 0 | 0 | 0.0070448 | 0.010735 | 0 | 0 | 0.0071857 | 0.01095 | 0 | 0 | 0.0073294 | 0.011169 | 0 | 0 | 0.007476 | 0.011392 | 0 | 0 | 0.0076255 | 0.01162 | 0 | 0 | 0.007778 | 0.011852 | 0 | 0 | 0.0079336 | 0.012089 | 0 | 0 | 0.0080922 | 0.012331 | 0 | 0 | 0.0082432 | 0.012561 | 0 | 0 | 0.0083973 | 0.012796 | 0 | 0 | 0.0085513 | 0.013031 | 0
T&D ($/annual kWh) | 0 | 13-MFM-ResidentialMulti-family-SP_COOL | 7 | TD:0:13-MFM-ResidentialMulti-family-SP_COOL:7 | 0 | 0.061905 | 0.094332 | 0 | 0 | 0.063143 | 0.096218 | 0 | 0 | 0.064406 | 0.098143 | 0 | 0 | 0.065694 | 0.10011 | 0 | 0 | 0.067008 | 0.10211 | 0 | 0 | 0.068348 | 0.10415 | 0 | 0 | 0.069715 | 0.10623 | 0 | 0 | 0.07111 | 0.10836 | 0 | 0 | 0.072532 | 0.11052 | 0 | 0 | 0.073982 | 0.11274 | 0 | 0 | 0.075462 | 0.11499 | 0 | 0 | 0.076971 | 0.11729 | 0 | 0 | 0.078511 | 0.11964 | 0 | 0 | 0.080081 | 0.12203 | 0 | 0 | 0.081683 | 0.12447 | 0 | 0 | 0.083316 | 0.12696 | 0 | 0 | 0.084983 | 0.1295 | 0 | 0 | 0.086682 | 0.13209 | 0 | 0 | 0.088416 | 0.13473 | 0 | 0 | 0.090184 | 0.13742 | 0 | 0 | 0.091988 | 0.14017 | 0 | 0 | 0.093828 | 0.14298 | 0 | 0 | 0.095578 | 0.14564 | 0 | 0 | 0.097365 | 0.14837 | 0 | 0 | 0.099151 | 0.15109 | 0
T&D ($/annual kWh) | 0 | 13-MFM-ResidentialMulti-family-SP_COOL | 10 | TD:0:13-MFM-ResidentialMulti-family-SP_COOL:10 | 0 | 0.059492 | 0.090655 | 0 | 0 | 0.060682 | 0.092468 | 0 | 0 | 0.061896 | 0.094318 | 0 | 0 | 0.063134 | 0.096204 | 0 | 0 | 0.064396 | 0.098128 | 0 | 0 | 0.065684 | 0.10009 | 0 | 0 | 0.066998 | 0.10209 | 0 | 0 | 0.068338 | 0.10413 | 0 | 0 | 0.069705 | 0.10622 | 0 | 0 | 0.071099 | 0.10834 | 0 | 0 | 0.072521 | 0.11051 | 0 | 0 | 0.073971 | 0.11272 | 0 | 0 | 0.075451 | 0.11497 | 0 | 0 | 0.07696 | 0.11727 | 0 | 0 | 0.078499 | 0.11962 | 0 | 0 | 0.080069 | 0.12201 | 0 | 0 | 0.08167 | 0.12445 | 0 | 0 | 0.083304 | 0.12694 | 0 | 0 | 0.08497 | 0.12948 | 0 | 0 | 0.086669 | 0.13207 | 0 | 0 | 0.088403 | 0.13471 | 0 | 0 | 0.090171 | 0.1374 | 0 | 0 | 0.091853 | 0.13997 | 0 | 0 | 0.09357 | 0.14258 | 0 | 0 | 0.095286 | 0.1452 | 0
T&D ($/annual kWh) | 0 | 13-MFM-ResidentialMulti-family-SP_COOL | 14 | TD:0:13-MFM-ResidentialMulti-family-SP_COOL:14 | 0 | 0.059341 | 0.090424 | 0 | 0 | 0.060527 | 0.092232 | 0 | 0 | 0.061738 | 0.094077 | 0 | 0 | 0.062973 | 0.095958 | 0 | 0 | 0.064232 | 0.097878 | 0 | 0 | 0.065517 | 0.099835 | 0 | 0 | 0.066827 | 0.10183 | 0 | 0 | 0.068164 | 0.10387 | 0 | 0 | 0.069527 | 0.10595 | 0 | 0 | 0.070917 | 0.10806 | 0 | 0 | 0.072336 | 0.11023 | 0 | 0 | 0.073783 | 0.11243 | 0 | 0 | 0.075258 | 0.11468 | 0 | 0 | 0.076763 | 0.11697 | 0 | 0 | 0.078299 | 0.11931 | 0 | 0 | 0.079865 | 0.1217 | 0 | 0 | 0.081462 | 0.12413 | 0 | 0 | 0.083091 | 0.12662 | 0 | 0 | 0.084753 | 0.12915 | 0 | 0 | 0.086448 | 0.13173 | 0 | 0 | 0.088177 | 0.13436 | 0 | 0 | 0.08994 | 0.13705 | 0 | 0 | 0.091619 | 0.13961 | 0 | 0 | 0.093331 | 0.14222 | 0 | 0 | 0.095043 | 0.14483 | 0
T&D ($/annual kWh) | 0 | 13-MFM-ResidentialMulti-family-SP_COOL | 15 | TD:0:13-MFM-ResidentialMulti-family-SP_COOL:15 | 0 | 0.058821 | 0.08961 | 0 | 0 | 0.059997 | 0.091402 | 0 | 0 | 0.061197 | 0.093231 | 0 | 0 | 0.062421 | 0.095095 | 0 | 0 | 0.06367 | 0.096997 | 0 | 0 | 0.064943 | 0.098937 | 0 | 0 | 0.066242 | 0.10092 | 0 | 0 | 0.067567 | 0.10293 | 0 | 0 | 0.068918 | 0.10499 | 0 | 0 | 0.070296 | 0.10709 | 0 | 0 | 0.071702 | 0.10923 | 0 | 0 | 0.073136 | 0.11142 | 0 | 0 | 0.074599 | 0.11365 | 0 | 0 | 0.076091 | 0.11592 | 0 | 0 | 0.077613 | 0.11824 | 0 | 0 | 0.079165 | 0.1206 | 0 | 0 | 0.080748 | 0.12302 | 0 | 0 | 0.082363 | 0.12548 | 0 | 0 | 0.084011 | 0.12799 | 0 | 0 | 0.085691 | 0.13055 | 0 | 0 | 0.087405 | 0.13316 | 0 | 0 | 0.089153 | 0.13582 | 0 | 0 | 0.090816 | 0.13835 | 0 | 0 | 0.092514 | 0.14094 | 0 | 0 | 0.094211 | 0.14352 | 0
T&D ($/annual kWh) | 0 | 13-MFM-ResidentialMulti-family-SP_COOL | SYSTEM | TD:0:13-MFM-ResidentialMulti-family-SP_COOL:SYSTEM | 0 | 0.058821 | 0.08961 | 0 | 0 | 0.059997 | 0.091402 | 0 | 0 | 0.061197 | 0.093231 | 0 | 0 | 0.062421 | 0.095095 | 0 | 0 | 0.06367 | 0.096997 | 0 | 0 | 0.064943 | 0.098937 | 0 | 0 | 0.066242 | 0.10092 | 0 | 0 | 0.067567 | 0.10293 | 0 | 0 | 0.068918 | 0.10499 | 0 | 0 | 0.070296 | 0.10709 | 0 | 0 | 0.071702 | 0.10923 | 0 | 0 | 0.073136 | 0.11142 | 0 | 0 | 0.074599 | 0.11365 | 0 | 0 | 0.076091 | 0.11592 | 0 | 0 | 0.077613 | 0.11824 | 0 | 0 | 0.079165 | 0.1206 | 0 | 0 | 0.080748 | 0.12302 | 0 | 0 | 0.082363 | 0.12548 | 0 | 0 | 0.084011 | 0.12799 | 0 | 0 | 0.085691 | 0.13055 | 0 | 0 | 0.087405 | 0.13316 | 0 | 0 | 0.089153 | 0.13582 | 0 | 0 | 0.090816 | 0.13835 | 0 | 0 | 0.092514 | 0.14094 | 0 | 0 | 0.094211 | 0.14352 | 0
T&D ($/annual kWh) | 0 | 13-MFM-ResidentialMulti-family-SP_HEAT | 7 | TD:0:13-MFM-ResidentialMulti-family-SP_HEAT:7 | 0 | 0 | 0 | 0 | 0 | 0 | 0 | 0 | 0 | 0 | 0 | 0 | 0 | 0 | 0 | 0 | 0 | 0 | 0 | 0 | 0 | 0 | 0 | 0 | 0 | 0 | 0 | 0 | 0 | 0 | 0 | 0 | 0 | 0 | 0 | 0 | 0 | 0 | 0 | 0 | 0 | 0 | 0 | 0 | 0 | 0 | 0 | 0 | 0 | 0 | 0 | 0 | 0 | 0 | 0 | 0 | 0 | 0 | 0 | 0 | 0 | 0 | 0 | 0 | 0 | 0 | 0 | 0 | 0 | 0 | 0 | 0 | 0 | 0 | 0 | 0 | 0 | 0 | 0 | 0 | 0 | 0 | 0 | 0 | 0 | 0 | 0 | 0 | 0 | 0 | 0 | 0 | 0 | 0 | 0 | 0 | 0 | 0 | 0 | 0
T&D ($/annual kWh) | 0 | 13-MFM-ResidentialMulti-family-SP_HEAT | 10 | TD:0:13-MFM-ResidentialMulti-family-SP_HEAT:10 | 0 | 0 | 0 | 0 | 0 | 0 | 0 | 0 | 0 | 0 | 0 | 0 | 0 | 0 | 0 | 0 | 0 | 0 | 0 | 0 | 0 | 0 | 0 | 0 | 0 | 0 | 0 | 0 | 0 | 0 | 0 | 0 | 0 | 0 | 0 | 0 | 0 | 0 | 0 | 0 | 0 | 0 | 0 | 0 | 0 | 0 | 0 | 0 | 0 | 0 | 0 | 0 | 0 | 0 | 0 | 0 | 0 | 0 | 0 | 0 | 0 | 0 | 0 | 0 | 0 | 0 | 0 | 0 | 0 | 0 | 0 | 0 | 0 | 0 | 0 | 0 | 0 | 0 | 0 | 0 | 0 | 0 | 0 | 0 | 0 | 0 | 0 | 0 | 0 | 0 | 0 | 0 | 0 | 0 | 0 | 0 | 0 | 0 | 0 | 0
T&D ($/annual kWh) | 0 | 13-MFM-ResidentialMulti-family-SP_HEAT | 14 | TD:0:13-MFM-ResidentialMulti-family-SP_HEAT:14 | 0 | 0 | 0 | 0 | 0 | 0 | 0 | 0 | 0 | 0 | 0 | 0 | 0 | 0 | 0 | 0 | 0 | 0 | 0 | 0 | 0 | 0 | 0 | 0 | 0 | 0 | 0 | 0 | 0 | 0 | 0 | 0 | 0 | 0 | 0 | 0 | 0 | 0 | 0 | 0 | 0 | 0 | 0 | 0 | 0 | 0 | 0 | 0 | 0 | 0 | 0 | 0 | 0 | 0 | 0 | 0 | 0 | 0 | 0 | 0 | 0 | 0 | 0 | 0 | 0 | 0 | 0 | 0 | 0 | 0 | 0 | 0 | 0 | 0 | 0 | 0 | 0 | 0 | 0 | 0 | 0 | 0 | 0 | 0 | 0 | 0 | 0 | 0 | 0 | 0 | 0 | 0 | 0 | 0 | 0 | 0 | 0 | 0 | 0 | 0
T&D ($/annual kWh) | 0 | 13-MFM-ResidentialMulti-family-SP_HEAT | 15 | TD:0:13-MFM-ResidentialMulti-family-SP_HEAT:15 | 0 | 0 | 0 | 0 | 0 | 0 | 0 | 0 | 0 | 0 | 0 | 0 | 0 | 0 | 0 | 0 | 0 | 0 | 0 | 0 | 0 | 0 | 0 | 0 | 0 | 0 | 0 | 0 | 0 | 0 | 0 | 0 | 0 | 0 | 0 | 0 | 0 | 0 | 0 | 0 | 0 | 0 | 0 | 0 | 0 | 0 | 0 | 0 | 0 | 0 | 0 | 0 | 0 | 0 | 0 | 0 | 0 | 0 | 0 | 0 | 0 | 0 | 0 | 0 | 0 | 0 | 0 | 0 | 0 | 0 | 0 | 0 | 0 | 0 | 0 | 0 | 0 | 0 | 0 | 0 | 0 | 0 | 0 | 0 | 0 | 0 | 0 | 0 | 0 | 0 | 0 | 0 | 0 | 0 | 0 | 0 | 0 | 0 | 0 | 0
T&D ($/annual kWh) | 0 | 13-MFM-ResidentialMulti-family-SP_HEAT | SYSTEM | TD:0:13-MFM-ResidentialMulti-family-SP_HEAT:SYSTEM | 0 | 0 | 0 | 0 | 0 | 0 | 0 | 0 | 0 | 0 | 0 | 0 | 0 | 0 | 0 | 0 | 0 | 0 | 0 | 0 | 0 | 0 | 0 | 0 | 0 | 0 | 0 | 0 | 0 | 0 | 0 | 0 | 0 | 0 | 0 | 0 | 0 | 0 | 0 | 0 | 0 | 0 | 0 | 0 | 0 | 0 | 0 | 0 | 0 | 0 | 0 | 0 | 0 | 0 | 0 | 0 | 0 | 0 | 0 | 0 | 0 | 0 | 0 | 0 | 0 | 0 | 0 | 0 | 0 | 0 | 0 | 0 | 0 | 0 | 0 | 0 | 0 | 0 | 0 | 0 | 0 | 0 | 0 | 0 | 0 | 0 | 0 | 0 | 0 | 0 | 0 | 0 | 0 | 0 | 0 | 0 | 0 | 0 | 0 | 0
T&D ($/annual kWh) | 0 | 13-MFM-ResidentialMulti-family-WAT_HEAT | 7 | TD:0:13-MFM-ResidentialMulti-family-WAT_HEAT:7 | 0 | 0.0050517 | 0.0076978 | 0 | 0 | 0.0051527 | 0.0078517 | 0 | 0 | 0.0052557 | 0.0080088 | 0 | 0 | 0.0053609 | 0.0081689 | 0 | 0 | 0.0054681 | 0.0083323 | 0 | 0 | 0.0055774 | 0.008499 | 0 | 0 | 0.005689 | 0.0086689 | 0 | 0 | 0.0058028 | 0.0088423 | 0 | 0 | 0.0059188 | 0.0090192 | 0 | 0 | 0.0060372 | 0.0091995 | 0 | 0 | 0.0061579 | 0.0093835 | 0 | 0 | 0.0062811 | 0.0095712 | 0 | 0 | 0.0064067 | 0.0097626 | 0 | 0 | 0.0065349 | 0.0099579 | 0 | 0 | 0.0066656 | 0.010157 | 0 | 0 | 0.0067989 | 0.01036 | 0 | 0 | 0.0069348 | 0.010567 | 0 | 0 | 0.0070735 | 0.010779 | 0 | 0 | 0.007215 | 0.010994 | 0 | 0 | 0.0073593 | 0.011214 | 0 | 0 | 0.0075065 | 0.011438 | 0 | 0 | 0.0076566 | 0.011667 | 0 | 0 | 0.0077995 | 0.011885 | 0 | 0 | 0.0079453 | 0.012107 | 0 | 0 | 0.008091 | 0.012329 | 0
T&D ($/annual kWh) | 0 | 13-MFM-ResidentialMulti-family-WAT_HEAT | 10 | TD:0:13-MFM-ResidentialMulti-family-WAT_HEAT:10 | 0 | 0.0054299 | 0.0082742 | 0 | 0 | 0.0055385 | 0.0084397 | 0 | 0 | 0.0056493 | 0.0086085 | 0 | 0 | 0.0057623 | 0.0087806 | 0 | 0 | 0.0058775 | 0.0089562 | 0 | 0 | 0.0059951 | 0.0091354 | 0 | 0 | 0.006115 | 0.0093181 | 0 | 0 | 0.0062373 | 0.0095044 | 0 | 0 | 0.006362 | 0.0096945 | 0 | 0 | 0.0064893 | 0.0098884 | 0 | 0 | 0.0066191 | 0.010086 | 0 | 0 | 0.0067514 | 0.010288 | 0 | 0 | 0.0068865 | 0.010494 | 0 | 0 | 0.0070242 | 0.010704 | 0 | 0 | 0.0071647 | 0.010918 | 0 | 0 | 0.007308 | 0.011136 | 0 | 0 | 0.0074541 | 0.011359 | 0 | 0 | 0.0076032 | 0.011586 | 0 | 0 | 0.0077553 | 0.011818 | 0 | 0 | 0.0079104 | 0.012054 | 0 | 0 | 0.0080686 | 0.012295 | 0 | 0 | 0.00823 | 0.012541 | 0 | 0 | 0.0083835 | 0.012775 | 0 | 0 | 0.0085402 | 0.013014 | 0 | 0 | 0.0086969 | 0.013252 | 0
T&D ($/annual kWh) | 0 | 13-MFM-ResidentialMulti-family-WAT_HEAT | 14 | TD:0:13-MFM-ResidentialMulti-family-WAT_HEAT:14 | 0 | 0.0054537 | 0.0083105 | 0 | 0 | 0.0055628 | 0.0084767 | 0 | 0 | 0.0056741 | 0.0086462 | 0 | 0 | 0.0057876 | 0.0088191 | 0 | 0 | 0.0059033 | 0.0089955 | 0 | 0 | 0.0060214 | 0.0091754 | 0 | 0 | 0.0061418 | 0.0093589 | 0 | 0 | 0.0062646 | 0.0095461 | 0 | 0 | 0.0063899 | 0.009737 | 0 | 0 | 0.0065177 | 0.0099318 | 0 | 0 | 0.0066481 | 0.01013 | 0 | 0 | 0.006781 | 0.010333 | 0 | 0 | 0.0069167 | 0.01054 | 0 | 0 | 0.007055 | 0.01075 | 0 | 0 | 0.0071961 | 0.010965 | 0 | 0 | 0.00734 | 0.011185 | 0 | 0 | 0.0074868 | 0.011408 | 0 | 0 | 0.0076366 | 0.011637 | 0 | 0 | 0.0077893 | 0.011869 | 0 | 0 | 0.0079451 | 0.012107 | 0 | 0 | 0.008104 | 0.012349 | 0 | 0 | 0.008266 | 0.012596 | 0 | 0 | 0.0084203 | 0.012831 | 0 | 0 | 0.0085777 | 0.013071 | 0 | 0 | 0.008735 | 0.013311 | 0
T&D ($/annual kWh) | 0 | 13-MFM-ResidentialMulti-family-WAT_HEAT | 15 | TD:0:13-MFM-ResidentialMulti-family-WAT_HEAT:15 | 0 | 0.0054321 | 0.0082768 | 0 | 0 | 0.0055407 | 0.0084423 | 0 | 0 | 0.0056515 | 0.0086112 | 0 | 0 | 0.0057646 | 0.0087834 | 0 | 0 | 0.0058799 | 0.0089591 | 0 | 0 | 0.0059975 | 0.0091383 | 0 | 0 | 0.0061174 | 0.009321 | 0 | 0 | 0.0062398 | 0.0095074 | 0 | 0 | 0.0063645 | 0.0096976 | 0 | 0 | 0.0064918 | 0.0098915 | 0 | 0 | 0.0066217 | 0.010089 | 0 | 0 | 0.0067541 | 0.010291 | 0 | 0 | 0.0068892 | 0.010497 | 0 | 0 | 0.007027 | 0.010707 | 0 | 0 | 0.0071675 | 0.010921 | 0 | 0 | 0.0073109 | 0.011139 | 0 | 0 | 0.0074571 | 0.011362 | 0 | 0 | 0.0076062 | 0.01159 | 0 | 0 | 0.0077583 | 0.011821 | 0 | 0 | 0.0079135 | 0.012058 | 0 | 0 | 0.0080718 | 0.012299 | 0 | 0 | 0.0082332 | 0.012545 | 0 | 0 | 0.0083868 | 0.012779 | 0 | 0 | 0.0085436 | 0.013018 | 0 | 0 | 0.0087003 | 0.013257 | 0
T&D ($/annual kWh) | 0 | 13-MFM-ResidentialMulti-family-WAT_HEAT | SYSTEM | TD:0:13-MFM-ResidentialMulti-family-WAT_HEAT:SYSTEM | 0 | 0.0050517 | 0.0076978 | 0 | 0 | 0.0051527 | 0.0078517 | 0 | 0 | 0.0052557 | 0.0080088 | 0 | 0 | 0.0053609 | 0.0081689 | 0 | 0 | 0.0054681 | 0.0083323 | 0 | 0 | 0.0055774 | 0.008499 | 0 | 0 | 0.005689 | 0.0086689 | 0 | 0 | 0.0058028 | 0.0088423 | 0 | 0 | 0.0059188 | 0.0090192 | 0 | 0 | 0.0060372 | 0.0091995 | 0 | 0 | 0.0061579 | 0.0093835 | 0 | 0 | 0.0062811 | 0.0095712 | 0 | 0 | 0.0064067 | 0.0097626 | 0 | 0 | 0.0065349 | 0.0099579 | 0 | 0 | 0.0066656 | 0.010157 | 0 | 0 | 0.0067989 | 0.01036 | 0 | 0 | 0.0069348 | 0.010567 | 0 | 0 | 0.0070735 | 0.010779 | 0 | 0 | 0.007215 | 0.010994 | 0 | 0 | 0.0073593 | 0.011214 | 0 | 0 | 0.0075065 | 0.011438 | 0 | 0 | 0.0076566 | 0.011667 | 0 | 0 | 0.0077995 | 0.011885 | 0 | 0 | 0.0079453 | 0.012107 | 0 | 0 | 0.008091 | 0.012329 | 0
T&D ($/annual kWh) | 0 | 14-MLI-Manufacturing–LightIndustry-AG_PUMP | 7 | TD:0:14-MLI-Manufacturing–LightIndustry-AG_PUMP:7 | 0 | 0.0068364 | 0.010417 | 0 | 0 | 0.0069731 | 0.010626 | 0 | 0 | 0.0071126 | 0.010838 | 0 | 0 | 0.0072548 | 0.011055 | 0 | 0 | 0.0073999 | 0.011276 | 0 | 0 | 0.0075479 | 0.011502 | 0 | 0 | 0.0076989 | 0.011732 | 0 | 0 | 0.0078529 | 0.011966 | 0 | 0 | 0.0080099 | 0.012206 | 0 | 0 | 0.0081701 | 0.01245 | 0 | 0 | 0.0083335 | 0.012699 | 0 | 0 | 0.0085002 | 0.012953 | 0 | 0 | 0.0086702 | 0.013212 | 0 | 0 | 0.0088436 | 0.013476 | 0 | 0 | 0.0090205 | 0.013745 | 0 | 0 | 0.0092009 | 0.01402 | 0 | 0 | 0.0093849 | 0.014301 | 0 | 0 | 0.0095726 | 0.014587 | 0 | 0 | 0.0097641 | 0.014879 | 0 | 0 | 0.0099593 | 0.015176 | 0 | 0 | 0.010159 | 0.01548 | 0 | 0 | 0.010362 | 0.015789 | 0 | 0 | 0.010555 | 0.016084 | 0 | 0 | 0.010752 | 0.016384 | 0 | 0 | 0.01095 | 0.016685 | 0
T&D ($/annual kWh) | 0 | 14-MLI-Manufacturing–LightIndustry-AG_PUMP | 10 | TD:0:14-MLI-Manufacturing–LightIndustry-AG_PUMP:10 | 0 | 0.0073621 | 0.011218 | 0 | 0 | 0.0075094 | 0.011443 | 0 | 0 | 0.0076595 | 0.011672 | 0 | 0 | 0.0078127 | 0.011905 | 0 | 0 | 0.007969 | 0.012143 | 0 | 0 | 0.0081284 | 0.012386 | 0 | 0 | 0.0082909 | 0.012634 | 0 | 0 | 0.0084568 | 0.012886 | 0 | 0 | 0.0086259 | 0.013144 | 0 | 0 | 0.0087984 | 0.013407 | 0 | 0 | 0.0089744 | 0.013675 | 0 | 0 | 0.0091539 | 0.013949 | 0 | 0 | 0.0093369 | 0.014228 | 0 | 0 | 0.0095237 | 0.014512 | 0 | 0 | 0.0097142 | 0.014803 | 0 | 0 | 0.0099084 | 0.015099 | 0 | 0 | 0.010107 | 0.015401 | 0 | 0 | 0.010309 | 0.015709 | 0 | 0 | 0.010515 | 0.016023 | 0 | 0 | 0.010725 | 0.016343 | 0 | 0 | 0.01094 | 0.01667 | 0 | 0 | 0.011159 | 0.017003 | 0 | 0 | 0.011367 | 0.017321 | 0 | 0 | 0.011579 | 0.017644 | 0 | 0 | 0.011792 | 0.017968 | 0
T&D ($/annual kWh) | 0 | 14-MLI-Manufacturing–LightIndustry-AG_PUMP | 14 | TD:0:14-MLI-Manufacturing–LightIndustry-AG_PUMP:14 | 0 | 0.0073952 | 0.011269 | 0 | 0 | 0.0075431 | 0.011494 | 0 | 0 | 0.007694 | 0.011724 | 0 | 0 | 0.0078478 | 0.011959 | 0 | 0 | 0.0080048 | 0.012198 | 0 | 0 | 0.0081649 | 0.012442 | 0 | 0 | 0.0083282 | 0.012691 | 0 | 0 | 0.0084948 | 0.012944 | 0 | 0 | 0.0086647 | 0.013203 | 0 | 0 | 0.0088379 | 0.013467 | 0 | 0 | 0.0090147 | 0.013737 | 0 | 0 | 0.009195 | 0.014011 | 0 | 0 | 0.0093789 | 0.014292 | 0 | 0 | 0.0095665 | 0.014577 | 0 | 0 | 0.0097578 | 0.014869 | 0 | 0 | 0.009953 | 0.015166 | 0 | 0 | 0.010152 | 0.01547 | 0 | 0 | 0.010355 | 0.015779 | 0 | 0 | 0.010562 | 0.016095 | 0 | 0 | 0.010773 | 0.016417 | 0 | 0 | 0.010989 | 0.016745 | 0 | 0 | 0.011209 | 0.01708 | 0 | 0 | 0.011418 | 0.017399 | 0 | 0 | 0.011631 | 0.017724 | 0 | 0 | 0.011845 | 0.018049 | 0
T&D ($/annual kWh) | 0 | 14-MLI-Manufacturing–LightIndustry-AG_PUMP | 15 | TD:0:14-MLI-Manufacturing–LightIndustry-AG_PUMP:15 | 0 | 0.0073799 | 0.011244 | 0 | 0 | 0.0075275 | 0.011469 | 0 | 0 | 0.007678 | 0.011699 | 0 | 0 | 0.0078316 | 0.011933 | 0 | 0 | 0.0079882 | 0.012171 | 0 | 0 | 0.008148 | 0.012415 | 0 | 0 | 0.008311 | 0.012663 | 0 | 0 | 0.0084772 | 0.012916 | 0 | 0 | 0.0086467 | 0.013175 | 0 | 0 | 0.0088197 | 0.013438 | 0 | 0 | 0.0089961 | 0.013707 | 0 | 0 | 0.009176 | 0.013981 | 0 | 0 | 0.0093595 | 0.014261 | 0 | 0 | 0.0095467 | 0.014546 | 0 | 0 | 0.0097376 | 0.014837 | 0 | 0 | 0.0099324 | 0.015133 | 0 | 0 | 0.010131 | 0.015436 | 0 | 0 | 0.010334 | 0.015745 | 0 | 0 | 0.01054 | 0.01606 | 0 | 0 | 0.010751 | 0.016381 | 0 | 0 | 0.010966 | 0.016708 | 0 | 0 | 0.011185 | 0.017043 | 0 | 0 | 0.011394 | 0.017361 | 0 | 0 | 0.011607 | 0.017685 | 0 | 0 | 0.01182 | 0.01801 | 0
T&D ($/annual kWh) | 0 | 14-MLI-Manufacturing–LightIndustry-AG_PUMP | SYSTEM | TD:0:14-MLI-Manufacturing–LightIndustry-AG_PUMP:SYSTEM | 0 | 0.0068364 | 0.010417 | 0 | 0 | 0.0069731 | 0.010626 | 0 | 0 | 0.0071126 | 0.010838 | 0 | 0 | 0.0072548 | 0.011055 | 0 | 0 | 0.0073999 | 0.011276 | 0 | 0 | 0.0075479 | 0.011502 | 0 | 0 | 0.0076989 | 0.011732 | 0 | 0 | 0.0078529 | 0.011966 | 0 | 0 | 0.0080099 | 0.012206 | 0 | 0 | 0.0081701 | 0.01245 | 0 | 0 | 0.0083335 | 0.012699 | 0 | 0 | 0.0085002 | 0.012953 | 0 | 0 | 0.0086702 | 0.013212 | 0 | 0 | 0.0088436 | 0.013476 | 0 | 0 | 0.0090205 | 0.013745 | 0 | 0 | 0.0092009 | 0.01402 | 0 | 0 | 0.0093849 | 0.014301 | 0 | 0 | 0.0095726 | 0.014587 | 0 | 0 | 0.0097641 | 0.014879 | 0 | 0 | 0.0099593 | 0.015176 | 0 | 0 | 0.010159 | 0.01548 | 0 | 0 | 0.010362 | 0.015789 | 0 | 0 | 0.010555 | 0.016084 | 0 | 0 | 0.010752 | 0.016384 | 0 | 0 | 0.01095 | 0.016685 | 0
T&D ($/annual kWh) | 0 | 14-MLI-Manufacturing–LightIndustry-COMP_AIR | 7 | TD:0:14-MLI-Manufacturing–LightIndustry-COMP_AIR:7 | 0 | 0.0051879 | 0.0079053 | 0 | 0 | 0.0052916 | 0.0080634 | 0 | 0 | 0.0053974 | 0.0082247 | 0 | 0 | 0.0055054 | 0.0083892 | 0 | 0 | 0.0056155 | 0.0085569 | 0 | 0 | 0.0057278 | 0.0087281 | 0 | 0 | 0.0058424 | 0.0089026 | 0 | 0 | 0.0059592 | 0.0090807 | 0 | 0 | 0.0060784 | 0.0092623 | 0 | 0 | 0.0062 | 0.0094476 | 0 | 0 | 0.006324 | 0.0096365 | 0 | 0 | 0.0064504 | 0.0098292 | 0 | 0 | 0.0065795 | 0.010026 | 0 | 0 | 0.006711 | 0.010226 | 0 | 0 | 0.0068453 | 0.010431 | 0 | 0 | 0.0069822 | 0.010639 | 0 | 0 | 0.0071218 | 0.010852 | 0 | 0 | 0.0072642 | 0.011069 | 0 | 0 | 0.0074095 | 0.011291 | 0 | 0 | 0.0075577 | 0.011517 | 0 | 0 | 0.0077089 | 0.011747 | 0 | 0 | 0.0078631 | 0.011982 | 0 | 0 | 0.0080098 | 0.012205 | 0 | 0 | 0.0081595 | 0.012433 | 0 | 0 | 0.0083092 | 0.012662 | 0
T&D ($/annual kWh) | 0 | 14-MLI-Manufacturing–LightIndustry-COMP_AIR | 10 | TD:0:14-MLI-Manufacturing–LightIndustry-COMP_AIR:10 | 0 | 0.0057077 | 0.0086975 | 0 | 0 | 0.0058219 | 0.0088714 | 0 | 0 | 0.0059383 | 0.0090489 | 0 | 0 | 0.0060571 | 0.0092298 | 0 | 0 | 0.0061782 | 0.0094144 | 0 | 0 | 0.0063018 | 0.0096027 | 0 | 0 | 0.0064278 | 0.0097948 | 0 | 0 | 0.0065564 | 0.0099907 | 0 | 0 | 0.0066875 | 0.01019 | 0 | 0 | 0.0068213 | 0.010394 | 0 | 0 | 0.0069577 | 0.010602 | 0 | 0 | 0.0070968 | 0.010814 | 0 | 0 | 0.0072388 | 0.011031 | 0 | 0 | 0.0073835 | 0.011251 | 0 | 0 | 0.0075312 | 0.011476 | 0 | 0 | 0.0076818 | 0.011706 | 0 | 0 | 0.0078355 | 0.01194 | 0 | 0 | 0.0079922 | 0.012179 | 0 | 0 | 0.008152 | 0.012422 | 0 | 0 | 0.0083151 | 0.012671 | 0 | 0 | 0.0084814 | 0.012924 | 0 | 0 | 0.008651 | 0.013182 | 0 | 0 | 0.0088124 | 0.013428 | 0 | 0 | 0.0089771 | 0.013679 | 0 | 0 | 0.0091418 | 0.01393 | 0
T&D ($/annual kWh) | 0 | 14-MLI-Manufacturing–LightIndustry-COMP_AIR | 14 | TD:0:14-MLI-Manufacturing–LightIndustry-COMP_AIR:14 | 0 | 0.0057404 | 0.0087473 | 0 | 0 | 0.0058552 | 0.0089223 | 0 | 0 | 0.0059723 | 0.0091007 | 0 | 0 | 0.0060918 | 0.0092827 | 0 | 0 | 0.0062136 | 0.0094684 | 0 | 0 | 0.0063379 | 0.0096578 | 0 | 0 | 0.0064647 | 0.0098509 | 0 | 0 | 0.006594 | 0.010048 | 0 | 0 | 0.0067258 | 0.010249 | 0 | 0 | 0.0068604 | 0.010454 | 0 | 0 | 0.0069976 | 0.010663 | 0 | 0 | 0.0071375 | 0.010876 | 0 | 0 | 0.0072803 | 0.011094 | 0 | 0 | 0.0074259 | 0.011316 | 0 | 0 | 0.0075744 | 0.011542 | 0 | 0 | 0.0077259 | 0.011773 | 0 | 0 | 0.0078804 | 0.012008 | 0 | 0 | 0.008038 | 0.012248 | 0 | 0 | 0.0081988 | 0.012493 | 0 | 0 | 0.0083627 | 0.012743 | 0 | 0 | 0.00853 | 0.012998 | 0 | 0 | 0.0087006 | 0.013258 | 0 | 0 | 0.0088629 | 0.013505 | 0 | 0 | 0.0090286 | 0.013758 | 0 | 0 | 0.0091942 | 0.01401 | 0
T&D ($/annual kWh) | 0 | 14-MLI-Manufacturing–LightIndustry-COMP_AIR | 15 | TD:0:14-MLI-Manufacturing–LightIndustry-COMP_AIR:15 | 0 | 0.0057384 | 0.0087434 | 0 | 0 | 0.0058532 | 0.0089182 | 0 | 0 | 0.0059702 | 0.0090966 | 0 | 0 | 0.0060896 | 0.0092785 | 0 | 0 | 0.0062114 | 0.0094641 | 0 | 0 | 0.0063357 | 0.0096534 | 0 | 0 | 0.0064624 | 0.0098465 | 0 | 0 | 0.0065916 | 0.010043 | 0 | 0 | 0.0067235 | 0.010244 | 0 | 0 | 0.0068579 | 0.010449 | 0 | 0 | 0.0069951 | 0.010658 | 0 | 0 | 0.007135 | 0.010871 | 0 | 0 | 0.0072777 | 0.011089 | 0 | 0 | 0.0074232 | 0.01131 | 0 | 0 | 0.0075717 | 0.011537 | 0 | 0 | 0.0077231 | 0.011767 | 0 | 0 | 0.0078776 | 0.012003 | 0 | 0 | 0.0080352 | 0.012243 | 0 | 0 | 0.0081959 | 0.012488 | 0 | 0 | 0.0083598 | 0.012737 | 0 | 0 | 0.008527 | 0.012992 | 0 | 0 | 0.0086975 | 0.013252 | 0 | 0 | 0.0088598 | 0.013499 | 0 | 0 | 0.0090254 | 0.013752 | 0 | 0 | 0.009191 | 0.014004 | 0
T&D ($/annual kWh) | 0 | 14-MLI-Manufacturing–LightIndustry-COMP_AIR | SYSTEM | TD:0:14-MLI-Manufacturing–LightIndustry-COMP_AIR:SYSTEM | 0 | 0.0051879 | 0.0079053 | 0 | 0 | 0.0052916 | 0.0080634 | 0 | 0 | 0.0053974 | 0.0082247 | 0 | 0 | 0.0055054 | 0.0083892 | 0 | 0 | 0.0056155 | 0.0085569 | 0 | 0 | 0.0057278 | 0.0087281 | 0 | 0 | 0.0058424 | 0.0089026 | 0 | 0 | 0.0059592 | 0.0090807 | 0 | 0 | 0.0060784 | 0.0092623 | 0 | 0 | 0.0062 | 0.0094476 | 0 | 0 | 0.006324 | 0.0096365 | 0 | 0 | 0.0064504 | 0.0098292 | 0 | 0 | 0.0065795 | 0.010026 | 0 | 0 | 0.006711 | 0.010226 | 0 | 0 | 0.0068453 | 0.010431 | 0 | 0 | 0.0069822 | 0.010639 | 0 | 0 | 0.0071218 | 0.010852 | 0 | 0 | 0.0072642 | 0.011069 | 0 | 0 | 0.0074095 | 0.011291 | 0 | 0 | 0.0075577 | 0.011517 | 0 | 0 | 0.0077089 | 0.011747 | 0 | 0 | 0.0078631 | 0.011982 | 0 | 0 | 0.0080098 | 0.012205 | 0 | 0 | 0.0081595 | 0.012433 | 0 | 0 | 0.0083092 | 0.012662 | 0
T&D ($/annual kWh) | 0 | 14-MLI-Manufacturing–LightIndustry-COOL | 7 | TD:0:14-MLI-Manufacturing–LightIndustry-COOL:7 | 0 | 0.015733 | 0.023974 | 0 | 0 | 0.016048 | 0.024453 | 0 | 0 | 0.016369 | 0.024942 | 0 | 0 | 0.016696 | 0.025441 | 0 | 0 | 0.01703 | 0.02595 | 0 | 0 | 0.01737 | 0.026469 | 0 | 0 | 0.017718 | 0.026999 | 0 | 0 | 0.018072 | 0.027539 | 0 | 0 | 0.018434 | 0.028089 | 0 | 0 | 0.018802 | 0.028651 | 0 | 0 | 0.019178 | 0.029224 | 0 | 0 | 0.019562 | 0.029809 | 0 | 0 | 0.019953 | 0.030405 | 0 | 0 | 0.020352 | 0.031013 | 0 | 0 | 0.020759 | 0.031633 | 0 | 0 | 0.021174 | 0.032266 | 0 | 0 | 0.021598 | 0.032911 | 0 | 0 | 0.02203 | 0.033569 | 0 | 0 | 0.02247 | 0.034241 | 0 | 0 | 0.02292 | 0.034926 | 0 | 0 | 0.023378 | 0.035624 | 0 | 0 | 0.023846 | 0.036336 | 0 | 0 | 0.024291 | 0.037015 | 0 | 0 | 0.024745 | 0.037706 | 0 | 0 | 0.025199 | 0.038398 | 0
T&D ($/annual kWh) | 0 | 14-MLI-Manufacturing–LightIndustry-COOL | 10 | TD:0:14-MLI-Manufacturing–LightIndustry-COOL:10 | 0 | 0.019887 | 0.030303 | 0 | 0 | 0.020284 | 0.030909 | 0 | 0 | 0.02069 | 0.031528 | 0 | 0 | 0.021104 | 0.032158 | 0 | 0 | 0.021526 | 0.032801 | 0 | 0 | 0.021956 | 0.033457 | 0 | 0 | 0.022396 | 0.034127 | 0 | 0 | 0.022843 | 0.034809 | 0 | 0 | 0.0233 | 0.035505 | 0 | 0 | 0.023766 | 0.036215 | 0 | 0 | 0.024242 | 0.03694 | 0 | 0 | 0.024727 | 0.037679 | 0 | 0 | 0.025221 | 0.038432 | 0 | 0 | 0.025725 | 0.039201 | 0 | 0 | 0.02624 | 0.039985 | 0 | 0 | 0.026765 | 0.040784 | 0 | 0 | 0.0273 | 0.0416 | 0 | 0 | 0.027846 | 0.042432 | 0 | 0 | 0.028403 | 0.043281 | 0 | 0 | 0.028971 | 0.044146 | 0 | 0 | 0.02955 | 0.045029 | 0 | 0 | 0.030141 | 0.04593 | 0 | 0 | 0.030704 | 0.046787 | 0 | 0 | 0.031278 | 0.047661 | 0 | 0 | 0.031852 | 0.048536 | 0
T&D ($/annual kWh) | 0 | 14-MLI-Manufacturing–LightIndustry-COOL | 14 | TD:0:14-MLI-Manufacturing–LightIndustry-COOL:14 | 0 | 0.020148 | 0.030702 | 0 | 0 | 0.020551 | 0.031316 | 0 | 0 | 0.020962 | 0.031942 | 0 | 0 | 0.021381 | 0.032581 | 0 | 0 | 0.021809 | 0.033233 | 0 | 0 | 0.022245 | 0.033897 | 0 | 0 | 0.02269 | 0.034575 | 0 | 0 | 0.023144 | 0.035267 | 0 | 0 | 0.023607 | 0.035972 | 0 | 0 | 0.024079 | 0.036691 | 0 | 0 | 0.02456 | 0.037425 | 0 | 0 | 0.025051 | 0.038174 | 0 | 0 | 0.025553 | 0.038937 | 0 | 0 | 0.026064 | 0.039716 | 0 | 0 | 0.026585 | 0.04051 | 0 | 0 | 0.027117 | 0.04132 | 0 | 0 | 0.027659 | 0.042147 | 0 | 0 | 0.028212 | 0.04299 | 0 | 0 | 0.028776 | 0.04385 | 0 | 0 | 0.029352 | 0.044727 | 0 | 0 | 0.029939 | 0.045621 | 0 | 0 | 0.030538 | 0.046534 | 0 | 0 | 0.031107 | 0.047402 | 0 | 0 | 0.031689 | 0.048288 | 0 | 0 | 0.03227 | 0.049174 | 0
T&D ($/annual kWh) | 0 | 14-MLI-Manufacturing–LightIndustry-COOL | 15 | TD:0:14-MLI-Manufacturing–LightIndustry-COOL:15 | 0 | 0.020361 | 0.031024 | 0 | 0 | 0.020768 | 0.031645 | 0 | 0 | 0.021183 | 0.032278 | 0 | 0 | 0.021607 | 0.032923 | 0 | 0 | 0.022039 | 0.033582 | 0 | 0 | 0.02248 | 0.034253 | 0 | 0 | 0.022929 | 0.034938 | 0 | 0 | 0.023388 | 0.035637 | 0 | 0 | 0.023856 | 0.03635 | 0 | 0 | 0.024333 | 0.037077 | 0 | 0 | 0.024819 | 0.037819 | 0 | 0 | 0.025316 | 0.038575 | 0 | 0 | 0.025822 | 0.039346 | 0 | 0 | 0.026339 | 0.040133 | 0 | 0 | 0.026865 | 0.040936 | 0 | 0 | 0.027403 | 0.041755 | 0 | 0 | 0.027951 | 0.04259 | 0 | 0 | 0.02851 | 0.043442 | 0 | 0 | 0.02908 | 0.04431 | 0 | 0 | 0.029661 | 0.045197 | 0 | 0 | 0.030255 | 0.046101 | 0 | 0 | 0.03086 | 0.047023 | 0 | 0 | 0.031436 | 0.0479 | 0 | 0 | 0.032023 | 0.048795 | 0 | 0 | 0.032611 | 0.04969 | 0
T&D ($/annual kWh) | 0 | 14-MLI-Manufacturing–LightIndustry-COOL | SYSTEM | TD:0:14-MLI-Manufacturing–LightIndustry-COOL:SYSTEM | 0 | 0.015733 | 0.023974 | 0 | 0 | 0.016048 | 0.024453 | 0 | 0 | 0.016369 | 0.024942 | 0 | 0 | 0.016696 | 0.025441 | 0 | 0 | 0.01703 | 0.02595 | 0 | 0 | 0.01737 | 0.026469 | 0 | 0 | 0.017718 | 0.026999 | 0 | 0 | 0.018072 | 0.027539 | 0 | 0 | 0.018434 | 0.028089 | 0 | 0 | 0.018802 | 0.028651 | 0 | 0 | 0.019178 | 0.029224 | 0 | 0 | 0.019562 | 0.029809 | 0 | 0 | 0.019953 | 0.030405 | 0 | 0 | 0.020352 | 0.031013 | 0 | 0 | 0.020759 | 0.031633 | 0 | 0 | 0.021174 | 0.032266 | 0 | 0 | 0.021598 | 0.032911 | 0 | 0 | 0.02203 | 0.033569 | 0 | 0 | 0.02247 | 0.034241 | 0 | 0 | 0.02292 | 0.034926 | 0 | 0 | 0.023378 | 0.035624 | 0 | 0 | 0.023846 | 0.036336 | 0 | 0 | 0.024291 | 0.037015 | 0 | 0 | 0.024745 | 0.037706 | 0 | 0 | 0.025199 | 0.038398 | 0
T&D ($/annual kWh) | 0 | 14-MLI-Manufacturing–LightIndustry-LIGHT | 7 | TD:0:14-MLI-Manufacturing–LightIndustry-LIGHT:7 | 0 | 0.0070213 | 0.010699 | 0 | 0 | 0.0071617 | 0.010913 | 0 | 0 | 0.0073049 | 0.011131 | 0 | 0 | 0.007451 | 0.011354 | 0 | 0 | 0.0076001 | 0.011581 | 0 | 0 | 0.0077521 | 0.011813 | 0 | 0 | 0.0079071 | 0.012049 | 0 | 0 | 0.0080652 | 0.01229 | 0 | 0 | 0.0082265 | 0.012536 | 0 | 0 | 0.0083911 | 0.012786 | 0 | 0 | 0.0085589 | 0.013042 | 0 | 0 | 0.0087301 | 0.013303 | 0 | 0 | 0.0089047 | 0.013569 | 0 | 0 | 0.0090828 | 0.01384 | 0 | 0 | 0.0092644 | 0.014117 | 0 | 0 | 0.0094497 | 0.0144 | 0 | 0 | 0.0096387 | 0.014688 | 0 | 0 | 0.0098315 | 0.014981 | 0 | 0 | 0.010028 | 0.015281 | 0 | 0 | 0.010229 | 0.015587 | 0 | 0 | 0.010433 | 0.015898 | 0 | 0 | 0.010642 | 0.016216 | 0 | 0 | 0.01084 | 0.016519 | 0 | 0 | 0.011043 | 0.016828 | 0 | 0 | 0.011246 | 0.017136 | 0
T&D ($/annual kWh) | 0 | 14-MLI-Manufacturing–LightIndustry-LIGHT | 10 | TD:0:14-MLI-Manufacturing–LightIndustry-LIGHT:10 | 0 | 0.0083072 | 0.012659 | 0 | 0 | 0.0084733 | 0.012912 | 0 | 0 | 0.0086428 | 0.01317 | 0 | 0 | 0.0088157 | 0.013433 | 0 | 0 | 0.008992 | 0.013702 | 0 | 0 | 0.0091718 | 0.013976 | 0 | 0 | 0.0093553 | 0.014256 | 0 | 0 | 0.0095424 | 0.014541 | 0 | 0 | 0.0097332 | 0.014832 | 0 | 0 | 0.0099279 | 0.015128 | 0 | 0 | 0.010126 | 0.015431 | 0 | 0 | 0.010329 | 0.015739 | 0 | 0 | 0.010536 | 0.016054 | 0 | 0 | 0.010746 | 0.016375 | 0 | 0 | 0.010961 | 0.016703 | 0 | 0 | 0.01118 | 0.017037 | 0 | 0 | 0.011404 | 0.017378 | 0 | 0 | 0.011632 | 0.017725 | 0 | 0 | 0.011865 | 0.01808 | 0 | 0 | 0.012102 | 0.018441 | 0 | 0 | 0.012344 | 0.01881 | 0 | 0 | 0.012591 | 0.019186 | 0 | 0 | 0.012826 | 0.019544 | 0 | 0 | 0.013066 | 0.019909 | 0 | 0 | 0.013305 | 0.020275 | 0
T&D ($/annual kWh) | 0 | 14-MLI-Manufacturing–LightIndustry-LIGHT | 14 | TD:0:14-MLI-Manufacturing–LightIndustry-LIGHT:14 | 0 | 0.0083881 | 0.012782 | 0 | 0 | 0.0085559 | 0.013038 | 0 | 0 | 0.008727 | 0.013298 | 0 | 0 | 0.0089015 | 0.013564 | 0 | 0 | 0.0090796 | 0.013836 | 0 | 0 | 0.0092612 | 0.014112 | 0 | 0 | 0.0094464 | 0.014394 | 0 | 0 | 0.0096353 | 0.014682 | 0 | 0 | 0.009828 | 0.014976 | 0 | 0 | 0.010025 | 0.015276 | 0 | 0 | 0.010225 | 0.015581 | 0 | 0 | 0.01043 | 0.015893 | 0 | 0 | 0.010638 | 0.016211 | 0 | 0 | 0.010851 | 0.016535 | 0 | 0 | 0.011068 | 0.016865 | 0 | 0 | 0.011289 | 0.017203 | 0 | 0 | 0.011515 | 0.017547 | 0 | 0 | 0.011745 | 0.017898 | 0 | 0 | 0.01198 | 0.018256 | 0 | 0 | 0.01222 | 0.018621 | 0 | 0 | 0.012464 | 0.018993 | 0 | 0 | 0.012714 | 0.019373 | 0 | 0 | 0.012951 | 0.019735 | 0 | 0 | 0.013193 | 0.020103 | 0 | 0 | 0.013435 | 0.020472 | 0
T&D ($/annual kWh) | 0 | 14-MLI-Manufacturing–LightIndustry-LIGHT | 15 | TD:0:14-MLI-Manufacturing–LightIndustry-LIGHT:15 | 0 | 0.0084286 | 0.012843 | 0 | 0 | 0.0085971 | 0.0131 | 0 | 0 | 0.0087691 | 0.013362 | 0 | 0 | 0.0089445 | 0.013629 | 0 | 0 | 0.0091233 | 0.013902 | 0 | 0 | 0.0093058 | 0.01418 | 0 | 0 | 0.0094919 | 0.014463 | 0 | 0 | 0.0096818 | 0.014752 | 0 | 0 | 0.0098754 | 0.015047 | 0 | 0 | 0.010073 | 0.015348 | 0 | 0 | 0.010274 | 0.015655 | 0 | 0 | 0.01048 | 0.015968 | 0 | 0 | 0.010689 | 0.016288 | 0 | 0 | 0.010903 | 0.016614 | 0 | 0 | 0.011121 | 0.016946 | 0 | 0 | 0.011344 | 0.017285 | 0 | 0 | 0.011571 | 0.01763 | 0 | 0 | 0.011802 | 0.017983 | 0 | 0 | 0.012038 | 0.018343 | 0 | 0 | 0.012279 | 0.01871 | 0 | 0 | 0.012524 | 0.019084 | 0 | 0 | 0.012775 | 0.019465 | 0 | 0 | 0.013013 | 0.019829 | 0 | 0 | 0.013256 | 0.020199 | 0 | 0 | 0.0135 | 0.02057 | 0
T&D ($/annual kWh) | 0 | 14-MLI-Manufacturing–LightIndustry-LIGHT | SYSTEM | TD:0:14-MLI-Manufacturing–LightIndustry-LIGHT:SYSTEM | 0 | 0.0070213 | 0.010699 | 0 | 0 | 0.0071617 | 0.010913 | 0 | 0 | 0.0073049 | 0.011131 | 0 | 0 | 0.007451 | 0.011354 | 0 | 0 | 0.0076001 | 0.011581 | 0 | 0 | 0.0077521 | 0.011813 | 0 | 0 | 0.0079071 | 0.012049 | 0 | 0 | 0.0080652 | 0.01229 | 0 | 0 | 0.0082265 | 0.012536 | 0 | 0 | 0.0083911 | 0.012786 | 0 | 0 | 0.0085589 | 0.013042 | 0 | 0 | 0.0087301 | 0.013303 | 0 | 0 | 0.0089047 | 0.013569 | 0 | 0 | 0.0090828 | 0.01384 | 0 | 0 | 0.0092644 | 0.014117 | 0 | 0 | 0.0094497 | 0.0144 | 0 | 0 | 0.0096387 | 0.014688 | 0 | 0 | 0.0098315 | 0.014981 | 0 | 0 | 0.010028 | 0.015281 | 0 | 0 | 0.010229 | 0.015587 | 0 | 0 | 0.010433 | 0.015898 | 0 | 0 | 0.010642 | 0.016216 | 0 | 0 | 0.01084 | 0.016519 | 0 | 0 | 0.011043 | 0.016828 | 0 | 0 | 0.011246 | 0.017136 | 0
T&D ($/annual kWh) | 0 | 14-MLI-Manufacturing–LightIndustry-MOTOR | 7 | TD:0:14-MLI-Manufacturing–LightIndustry-MOTOR:7 | 0 | 0.0051879 | 0.0079053 | 0 | 0 | 0.0052916 | 0.0080634 | 0 | 0 | 0.0053974 | 0.0082247 | 0 | 0 | 0.0055054 | 0.0083892 | 0 | 0 | 0.0056155 | 0.0085569 | 0 | 0 | 0.0057278 | 0.0087281 | 0 | 0 | 0.0058424 | 0.0089026 | 0 | 0 | 0.0059592 | 0.0090807 | 0 | 0 | 0.0060784 | 0.0092623 | 0 | 0 | 0.0062 | 0.0094476 | 0 | 0 | 0.006324 | 0.0096365 | 0 | 0 | 0.0064504 | 0.0098292 | 0 | 0 | 0.0065795 | 0.010026 | 0 | 0 | 0.006711 | 0.010226 | 0 | 0 | 0.0068453 | 0.010431 | 0 | 0 | 0.0069822 | 0.010639 | 0 | 0 | 0.0071218 | 0.010852 | 0 | 0 | 0.0072642 | 0.011069 | 0 | 0 | 0.0074095 | 0.011291 | 0 | 0 | 0.0075577 | 0.011517 | 0 | 0 | 0.0077089 | 0.011747 | 0 | 0 | 0.0078631 | 0.011982 | 0 | 0 | 0.0080098 | 0.012205 | 0 | 0 | 0.0081595 | 0.012433 | 0 | 0 | 0.0083092 | 0.012662 | 0
T&D ($/annual kWh) | 0 | 14-MLI-Manufacturing–LightIndustry-MOTOR | 10 | TD:0:14-MLI-Manufacturing–LightIndustry-MOTOR:10 | 0 | 0.0057077 | 0.0086975 | 0 | 0 | 0.0058219 | 0.0088714 | 0 | 0 | 0.0059383 | 0.0090489 | 0 | 0 | 0.0060571 | 0.0092298 | 0 | 0 | 0.0061782 | 0.0094144 | 0 | 0 | 0.0063018 | 0.0096027 | 0 | 0 | 0.0064278 | 0.0097948 | 0 | 0 | 0.0065564 | 0.0099907 | 0 | 0 | 0.0066875 | 0.01019 | 0 | 0 | 0.0068213 | 0.010394 | 0 | 0 | 0.0069577 | 0.010602 | 0 | 0 | 0.0070968 | 0.010814 | 0 | 0 | 0.0072388 | 0.011031 | 0 | 0 | 0.0073835 | 0.011251 | 0 | 0 | 0.0075312 | 0.011476 | 0 | 0 | 0.0076818 | 0.011706 | 0 | 0 | 0.0078355 | 0.01194 | 0 | 0 | 0.0079922 | 0.012179 | 0 | 0 | 0.008152 | 0.012422 | 0 | 0 | 0.0083151 | 0.012671 | 0 | 0 | 0.0084814 | 0.012924 | 0 | 0 | 0.008651 | 0.013182 | 0 | 0 | 0.0088124 | 0.013428 | 0 | 0 | 0.0089771 | 0.013679 | 0 | 0 | 0.0091418 | 0.01393 | 0
T&D ($/annual kWh) | 0 | 14-MLI-Manufacturing–LightIndustry-MOTOR | 14 | TD:0:14-MLI-Manufacturing–LightIndustry-MOTOR:14 | 0 | 0.0057404 | 0.0087473 | 0 | 0 | 0.0058552 | 0.0089223 | 0 | 0 | 0.0059723 | 0.0091007 | 0 | 0 | 0.0060918 | 0.0092827 | 0 | 0 | 0.0062136 | 0.0094684 | 0 | 0 | 0.0063379 | 0.0096578 | 0 | 0 | 0.0064647 | 0.0098509 | 0 | 0 | 0.006594 | 0.010048 | 0 | 0 | 0.0067258 | 0.010249 | 0 | 0 | 0.0068604 | 0.010454 | 0 | 0 | 0.0069976 | 0.010663 | 0 | 0 | 0.0071375 | 0.010876 | 0 | 0 | 0.0072803 | 0.011094 | 0 | 0 | 0.0074259 | 0.011316 | 0 | 0 | 0.0075744 | 0.011542 | 0 | 0 | 0.0077259 | 0.011773 | 0 | 0 | 0.0078804 | 0.012008 | 0 | 0 | 0.008038 | 0.012248 | 0 | 0 | 0.0081988 | 0.012493 | 0 | 0 | 0.0083627 | 0.012743 | 0 | 0 | 0.00853 | 0.012998 | 0 | 0 | 0.0087006 | 0.013258 | 0 | 0 | 0.0088629 | 0.013505 | 0 | 0 | 0.0090286 | 0.013758 | 0 | 0 | 0.0091942 | 0.01401 | 0
T&D ($/annual kWh) | 0 | 14-MLI-Manufacturing–LightIndustry-MOTOR | 15 | TD:0:14-MLI-Manufacturing–LightIndustry-MOTOR:15 | 0 | 0.0057384 | 0.0087434 | 0 | 0 | 0.0058532 | 0.0089182 | 0 | 0 | 0.0059702 | 0.0090966 | 0 | 0 | 0.0060896 | 0.0092785 | 0 | 0 | 0.0062114 | 0.0094641 | 0 | 0 | 0.0063357 | 0.0096534 | 0 | 0 | 0.0064624 | 0.0098465 | 0 | 0 | 0.0065916 | 0.010043 | 0 | 0 | 0.0067235 | 0.010244 | 0 | 0 | 0.0068579 | 0.010449 | 0 | 0 | 0.0069951 | 0.010658 | 0 | 0 | 0.007135 | 0.010871 | 0 | 0 | 0.0072777 | 0.011089 | 0 | 0 | 0.0074232 | 0.01131 | 0 | 0 | 0.0075717 | 0.011537 | 0 | 0 | 0.0077231 | 0.011767 | 0 | 0 | 0.0078776 | 0.012003 | 0 | 0 | 0.0080352 | 0.012243 | 0 | 0 | 0.0081959 | 0.012488 | 0 | 0 | 0.0083598 | 0.012737 | 0 | 0 | 0.008527 | 0.012992 | 0 | 0 | 0.0086975 | 0.013252 | 0 | 0 | 0.0088598 | 0.013499 | 0 | 0 | 0.0090254 | 0.013752 | 0 | 0 | 0.009191 | 0.014004 | 0
T&D ($/annual kWh) | 0 | 14-MLI-Manufacturing–LightIndustry-MOTOR | SYSTEM | TD:0:14-MLI-Manufacturing–LightIndustry-MOTOR:SYSTEM | 0 | 0.0051879 | 0.0079053 | 0 | 0 | 0.0052916 | 0.0080634 | 0 | 0 | 0.0053974 | 0.0082247 | 0 | 0 | 0.0055054 | 0.0083892 | 0 | 0 | 0.0056155 | 0.0085569 | 0 | 0 | 0.0057278 | 0.0087281 | 0 | 0 | 0.0058424 | 0.0089026 | 0 | 0 | 0.0059592 | 0.0090807 | 0 | 0 | 0.0060784 | 0.0092623 | 0 | 0 | 0.0062 | 0.0094476 | 0 | 0 | 0.006324 | 0.0096365 | 0 | 0 | 0.0064504 | 0.0098292 | 0 | 0 | 0.0065795 | 0.010026 | 0 | 0 | 0.006711 | 0.010226 | 0 | 0 | 0.0068453 | 0.010431 | 0 | 0 | 0.0069822 | 0.010639 | 0 | 0 | 0.0071218 | 0.010852 | 0 | 0 | 0.0072642 | 0.011069 | 0 | 0 | 0.0074095 | 0.011291 | 0 | 0 | 0.0075577 | 0.011517 | 0 | 0 | 0.0077089 | 0.011747 | 0 | 0 | 0.0078631 | 0.011982 | 0 | 0 | 0.0080098 | 0.012205 | 0 | 0 | 0.0081595 | 0.012433 | 0 | 0 | 0.0083092 | 0.012662 | 0
T&D ($/annual kWh) | 0 | 14-MLI-Manufacturing–LightIndustry-PROC_OTH | 7 | TD:0:14-MLI-Manufacturing–LightIndustry-PROC_OTH:7 | 0 | 0.0051879 | 0.0079053 | 0 | 0 | 0.0052916 | 0.0080634 | 0 | 0 | 0.0053974 | 0.0082247 | 0 | 0 | 0.0055054 | 0.0083892 | 0 | 0 | 0.0056155 | 0.0085569 | 0 | 0 | 0.0057278 | 0.0087281 | 0 | 0 | 0.0058424 | 0.0089026 | 0 | 0 | 0.0059592 | 0.0090807 | 0 | 0 | 0.0060784 | 0.0092623 | 0 | 0 | 0.0062 | 0.0094476 | 0 | 0 | 0.006324 | 0.0096365 | 0 | 0 | 0.0064504 | 0.0098292 | 0 | 0 | 0.0065795 | 0.010026 | 0 | 0 | 0.006711 | 0.010226 | 0 | 0 | 0.0068453 | 0.010431 | 0 | 0 | 0.0069822 | 0.010639 | 0 | 0 | 0.0071218 | 0.010852 | 0 | 0 | 0.0072642 | 0.011069 | 0 | 0 | 0.0074095 | 0.011291 | 0 | 0 | 0.0075577 | 0.011517 | 0 | 0 | 0.0077089 | 0.011747 | 0 | 0 | 0.0078631 | 0.011982 | 0 | 0 | 0.0080098 | 0.012205 | 0 | 0 | 0.0081595 | 0.012433 | 0 | 0 | 0.0083092 | 0.012662 | 0
T&D ($/annual kWh) | 0 | 14-MLI-Manufacturing–LightIndustry-PROC_OTH | 10 | TD:0:14-MLI-Manufacturing–LightIndustry-PROC_OTH:10 | 0 | 0.0057077 | 0.0086975 | 0 | 0 | 0.0058219 | 0.0088714 | 0 | 0 | 0.0059383 | 0.0090489 | 0 | 0 | 0.0060571 | 0.0092298 | 0 | 0 | 0.0061782 | 0.0094144 | 0 | 0 | 0.0063018 | 0.0096027 | 0 | 0 | 0.0064278 | 0.0097948 | 0 | 0 | 0.0065564 | 0.0099907 | 0 | 0 | 0.0066875 | 0.01019 | 0 | 0 | 0.0068213 | 0.010394 | 0 | 0 | 0.0069577 | 0.010602 | 0 | 0 | 0.0070968 | 0.010814 | 0 | 0 | 0.0072388 | 0.011031 | 0 | 0 | 0.0073835 | 0.011251 | 0 | 0 | 0.0075312 | 0.011476 | 0 | 0 | 0.0076818 | 0.011706 | 0 | 0 | 0.0078355 | 0.01194 | 0 | 0 | 0.0079922 | 0.012179 | 0 | 0 | 0.008152 | 0.012422 | 0 | 0 | 0.0083151 | 0.012671 | 0 | 0 | 0.0084814 | 0.012924 | 0 | 0 | 0.008651 | 0.013182 | 0 | 0 | 0.0088124 | 0.013428 | 0 | 0 | 0.0089771 | 0.013679 | 0 | 0 | 0.0091418 | 0.01393 | 0
T&D ($/annual kWh) | 0 | 14-MLI-Manufacturing–LightIndustry-PROC_OTH | 14 | TD:0:14-MLI-Manufacturing–LightIndustry-PROC_OTH:14 | 0 | 0.0057404 | 0.0087473 | 0 | 0 | 0.0058552 | 0.0089223 | 0 | 0 | 0.0059723 | 0.0091007 | 0 | 0 | 0.0060918 | 0.0092827 | 0 | 0 | 0.0062136 | 0.0094684 | 0 | 0 | 0.0063379 | 0.0096578 | 0 | 0 | 0.0064647 | 0.0098509 | 0 | 0 | 0.006594 | 0.010048 | 0 | 0 | 0.0067258 | 0.010249 | 0 | 0 | 0.0068604 | 0.010454 | 0 | 0 | 0.0069976 | 0.010663 | 0 | 0 | 0.0071375 | 0.010876 | 0 | 0 | 0.0072803 | 0.011094 | 0 | 0 | 0.0074259 | 0.011316 | 0 | 0 | 0.0075744 | 0.011542 | 0 | 0 | 0.0077259 | 0.011773 | 0 | 0 | 0.0078804 | 0.012008 | 0 | 0 | 0.008038 | 0.012248 | 0 | 0 | 0.0081988 | 0.012493 | 0 | 0 | 0.0083627 | 0.012743 | 0 | 0 | 0.00853 | 0.012998 | 0 | 0 | 0.0087006 | 0.013258 | 0 | 0 | 0.0088629 | 0.013505 | 0 | 0 | 0.0090286 | 0.013758 | 0 | 0 | 0.0091942 | 0.01401 | 0
T&D ($/annual kWh) | 0 | 14-MLI-Manufacturing–LightIndustry-PROC_OTH | 15 | TD:0:14-MLI-Manufacturing–LightIndustry-PROC_OTH:15 | 0 | 0.0057384 | 0.0087434 | 0 | 0 | 0.0058532 | 0.0089182 | 0 | 0 | 0.0059702 | 0.0090966 | 0 | 0 | 0.0060896 | 0.0092785 | 0 | 0 | 0.0062114 | 0.0094641 | 0 | 0 | 0.0063357 | 0.0096534 | 0 | 0 | 0.0064624 | 0.0098465 | 0 | 0 | 0.0065916 | 0.010043 | 0 | 0 | 0.0067235 | 0.010244 | 0 | 0 | 0.0068579 | 0.010449 | 0 | 0 | 0.0069951 | 0.010658 | 0 | 0 | 0.007135 | 0.010871 | 0 | 0 | 0.0072777 | 0.011089 | 0 | 0 | 0.0074232 | 0.01131 | 0 | 0 | 0.0075717 | 0.011537 | 0 | 0 | 0.0077231 | 0.011767 | 0 | 0 | 0.0078776 | 0.012003 | 0 | 0 | 0.0080352 | 0.012243 | 0 | 0 | 0.0081959 | 0.012488 | 0 | 0 | 0.0083598 | 0.012737 | 0 | 0 | 0.008527 | 0.012992 | 0 | 0 | 0.0086975 | 0.013252 | 0 | 0 | 0.0088598 | 0.013499 | 0 | 0 | 0.0090254 | 0.013752 | 0 | 0 | 0.009191 | 0.014004 | 0
T&D ($/annual kWh) | 0 | 14-MLI-Manufacturing–LightIndustry-PROC_OTH | SYSTEM | TD:0:14-MLI-Manufacturing–LightIndustry-PROC_OTH:SYSTEM | 0 | 0.0051879 | 0.0079053 | 0 | 0 | 0.0052916 | 0.0080634 | 0 | 0 | 0.0053974 | 0.0082247 | 0 | 0 | 0.0055054 | 0.0083892 | 0 | 0 | 0.0056155 | 0.0085569 | 0 | 0 | 0.0057278 | 0.0087281 | 0 | 0 | 0.0058424 | 0.0089026 | 0 | 0 | 0.0059592 | 0.0090807 | 0 | 0 | 0.0060784 | 0.0092623 | 0 | 0 | 0.0062 | 0.0094476 | 0 | 0 | 0.006324 | 0.0096365 | 0 | 0 | 0.0064504 | 0.0098292 | 0 | 0 | 0.0065795 | 0.010026 | 0 | 0 | 0.006711 | 0.010226 | 0 | 0 | 0.0068453 | 0.010431 | 0 | 0 | 0.0069822 | 0.010639 | 0 | 0 | 0.0071218 | 0.010852 | 0 | 0 | 0.0072642 | 0.011069 | 0 | 0 | 0.0074095 | 0.011291 | 0 | 0 | 0.0075577 | 0.011517 | 0 | 0 | 0.0077089 | 0.011747 | 0 | 0 | 0.0078631 | 0.011982 | 0 | 0 | 0.0080098 | 0.012205 | 0 | 0 | 0.0081595 | 0.012433 | 0 | 0 | 0.0083092 | 0.012662 | 0
T&D ($/annual kWh) | 0 | 15-MTL-Lodging–Motel-COOL | 7 | TD:0:15-MTL-Lodging–Motel-COOL:7 | 0 | 0.020913 | 0.031868 | 0 | 0 | 0.021331 | 0.032505 | 0 | 0 | 0.021758 | 0.033155 | 0 | 0 | 0.022193 | 0.033818 | 0 | 0 | 0.022637 | 0.034495 | 0 | 0 | 0.02309 | 0.035184 | 0 | 0 | 0.023552 | 0.035888 | 0 | 0 | 0.024023 | 0.036606 | 0 | 0 | 0.024503 | 0.037338 | 0 | 0 | 0.024993 | 0.038085 | 0 | 0 | 0.025493 | 0.038846 | 0 | 0 | 0.026003 | 0.039623 | 0 | 0 | 0.026523 | 0.040416 | 0 | 0 | 0.027053 | 0.041224 | 0 | 0 | 0.027594 | 0.042049 | 0 | 0 | 0.028146 | 0.04289 | 0 | 0 | 0.028709 | 0.043747 | 0 | 0 | 0.029283 | 0.044622 | 0 | 0 | 0.029869 | 0.045515 | 0 | 0 | 0.030466 | 0.046425 | 0 | 0 | 0.031076 | 0.047354 | 0 | 0 | 0.031697 | 0.048301 | 0 | 0 | 0.032289 | 0.049202 | 0 | 0 | 0.032892 | 0.050122 | 0 | 0 | 0.033496 | 0.051041 | 0
T&D ($/annual kWh) | 0 | 15-MTL-Lodging–Motel-COOL | 10 | TD:0:15-MTL-Lodging–Motel-COOL:10 | 0 | 0.022887 | 0.034875 | 0 | 0 | 0.023344 | 0.035572 | 0 | 0 | 0.023811 | 0.036284 | 0 | 0 | 0.024287 | 0.037009 | 0 | 0 | 0.024773 | 0.03775 | 0 | 0 | 0.025269 | 0.038505 | 0 | 0 | 0.025774 | 0.039275 | 0 | 0 | 0.026289 | 0.04006 | 0 | 0 | 0.026815 | 0.040861 | 0 | 0 | 0.027352 | 0.041679 | 0 | 0 | 0.027899 | 0.042512 | 0 | 0 | 0.028457 | 0.043362 | 0 | 0 | 0.029026 | 0.04423 | 0 | 0 | 0.029606 | 0.045114 | 0 | 0 | 0.030198 | 0.046016 | 0 | 0 | 0.030802 | 0.046937 | 0 | 0 | 0.031418 | 0.047876 | 0 | 0 | 0.032047 | 0.048833 | 0 | 0 | 0.032688 | 0.04981 | 0 | 0 | 0.033341 | 0.050806 | 0 | 0 | 0.034008 | 0.051822 | 0 | 0 | 0.034688 | 0.052858 | 0 | 0 | 0.035336 | 0.053845 | 0 | 0 | 0.035996 | 0.054851 | 0 | 0 | 0.036656 | 0.055857 | 0
T&D ($/annual kWh) | 0 | 15-MTL-Lodging–Motel-COOL | 14 | TD:0:15-MTL-Lodging–Motel-COOL:14 | 0 | 0.023011 | 0.035064 | 0 | 0 | 0.023471 | 0.035765 | 0 | 0 | 0.02394 | 0.036481 | 0 | 0 | 0.024419 | 0.03721 | 0 | 0 | 0.024908 | 0.037954 | 0 | 0 | 0.025406 | 0.038713 | 0 | 0 | 0.025914 | 0.039488 | 0 | 0 | 0.026432 | 0.040277 | 0 | 0 | 0.026961 | 0.041083 | 0 | 0 | 0.0275 | 0.041905 | 0 | 0 | 0.02805 | 0.042743 | 0 | 0 | 0.028611 | 0.043598 | 0 | 0 | 0.029183 | 0.04447 | 0 | 0 | 0.029767 | 0.045359 | 0 | 0 | 0.030362 | 0.046266 | 0 | 0 | 0.030969 | 0.047191 | 0 | 0 | 0.031589 | 0.048135 | 0 | 0 | 0.032221 | 0.049098 | 0 | 0 | 0.032865 | 0.05008 | 0 | 0 | 0.033522 | 0.051082 | 0 | 0 | 0.034193 | 0.052103 | 0 | 0 | 0.034877 | 0.053145 | 0 | 0 | 0.035527 | 0.054137 | 0 | 0 | 0.036191 | 0.055149 | 0 | 0 | 0.036855 | 0.05616 | 0
T&D ($/annual kWh) | 0 | 15-MTL-Lodging–Motel-COOL | 15 | TD:0:15-MTL-Lodging–Motel-COOL:15 | 0 | 0.02295 | 0.03497 | 0 | 0 | 0.023409 | 0.035669 | 0 | 0 | 0.023878 | 0.036382 | 0 | 0 | 0.024355 | 0.03711 | 0 | 0 | 0.024842 | 0.037852 | 0 | 0 | 0.025339 | 0.038609 | 0 | 0 | 0.025846 | 0.039381 | 0 | 0 | 0.026363 | 0.040169 | 0 | 0 | 0.02689 | 0.040972 | 0 | 0 | 0.027428 | 0.041792 | 0 | 0 | 0.027976 | 0.042628 | 0 | 0 | 0.028536 | 0.04348 | 0 | 0 | 0.029107 | 0.04435 | 0 | 0 | 0.029689 | 0.045237 | 0 | 0 | 0.030282 | 0.046142 | 0 | 0 | 0.030888 | 0.047065 | 0 | 0 | 0.031506 | 0.048006 | 0 | 0 | 0.032136 | 0.048966 | 0 | 0 | 0.032779 | 0.049945 | 0 | 0 | 0.033434 | 0.050944 | 0 | 0 | 0.034103 | 0.051963 | 0 | 0 | 0.034785 | 0.053002 | 0 | 0 | 0.035434 | 0.053991 | 0 | 0 | 0.036096 | 0.055 | 0 | 0 | 0.036759 | 0.056009 | 0
T&D ($/annual kWh) | 0 | 15-MTL-Lodging–Motel-COOL | SYSTEM | TD:0:15-MTL-Lodging–Motel-COOL:SYSTEM | 0 | 0.020913 | 0.031868 | 0 | 0 | 0.021331 | 0.032505 | 0 | 0 | 0.021758 | 0.033155 | 0 | 0 | 0.022193 | 0.033818 | 0 | 0 | 0.022637 | 0.034495 | 0 | 0 | 0.02309 | 0.035184 | 0 | 0 | 0.023552 | 0.035888 | 0 | 0 | 0.024023 | 0.036606 | 0 | 0 | 0.024503 | 0.037338 | 0 | 0 | 0.024993 | 0.038085 | 0 | 0 | 0.025493 | 0.038846 | 0 | 0 | 0.026003 | 0.039623 | 0 | 0 | 0.026523 | 0.040416 | 0 | 0 | 0.027053 | 0.041224 | 0 | 0 | 0.027594 | 0.042049 | 0 | 0 | 0.028146 | 0.04289 | 0 | 0 | 0.028709 | 0.043747 | 0 | 0 | 0.029283 | 0.044622 | 0 | 0 | 0.029869 | 0.045515 | 0 | 0 | 0.030466 | 0.046425 | 0 | 0 | 0.031076 | 0.047354 | 0 | 0 | 0.031697 | 0.048301 | 0 | 0 | 0.032289 | 0.049202 | 0 | 0 | 0.032892 | 0.050122 | 0 | 0 | 0.033496 | 0.051041 | 0
T&D ($/annual kWh) | 0 | 15-MTL-Lodging–Motel-LIT_INT | 7 | TD:0:15-MTL-Lodging–Motel-LIT_INT:7 | 0 | 0.0048558 | 0.0073993 | 0 | 0 | 0.0049529 | 0.0075473 | 0 | 0 | 0.0050519 | 0.0076982 | 0 | 0 | 0.005153 | 0.0078522 | 0 | 0 | 0.005256 | 0.0080092 | 0 | 0 | 0.0053612 | 0.0081694 | 0 | 0 | 0.0054684 | 0.0083328 | 0 | 0 | 0.0055778 | 0.0084994 | 0 | 0 | 0.0056893 | 0.0086694 | 0 | 0 | 0.0058031 | 0.0088428 | 0 | 0 | 0.0059192 | 0.0090197 | 0 | 0 | 0.0060375 | 0.0092001 | 0 | 0 | 0.0061583 | 0.0093841 | 0 | 0 | 0.0062815 | 0.0095718 | 0 | 0 | 0.0064071 | 0.0097632 | 0 | 0 | 0.0065352 | 0.0099585 | 0 | 0 | 0.0066659 | 0.010158 | 0 | 0 | 0.0067993 | 0.010361 | 0 | 0 | 0.0069352 | 0.010568 | 0 | 0 | 0.0070739 | 0.010779 | 0 | 0 | 0.0072154 | 0.010995 | 0 | 0 | 0.0073597 | 0.011215 | 0 | 0 | 0.0074971 | 0.011424 | 0 | 0 | 0.0076372 | 0.011638 | 0 | 0 | 0.0077773 | 0.011851 | 0
T&D ($/annual kWh) | 0 | 15-MTL-Lodging–Motel-LIT_INT | 10 | TD:0:15-MTL-Lodging–Motel-LIT_INT:10 | 0 | 0.0052655 | 0.0080236 | 0 | 0 | 0.0053708 | 0.0081841 | 0 | 0 | 0.0054782 | 0.0083477 | 0 | 0 | 0.0055878 | 0.0085147 | 0 | 0 | 0.0056995 | 0.008685 | 0 | 0 | 0.0058135 | 0.0088587 | 0 | 0 | 0.0059298 | 0.0090359 | 0 | 0 | 0.0060484 | 0.0092166 | 0 | 0 | 0.0061694 | 0.0094009 | 0 | 0 | 0.0062927 | 0.0095889 | 0 | 0 | 0.0064186 | 0.0097807 | 0 | 0 | 0.006547 | 0.0099763 | 0 | 0 | 0.0066779 | 0.010176 | 0 | 0 | 0.0068115 | 0.010379 | 0 | 0 | 0.0069477 | 0.010587 | 0 | 0 | 0.0070866 | 0.010799 | 0 | 0 | 0.0072284 | 0.011015 | 0 | 0 | 0.0073729 | 0.011235 | 0 | 0 | 0.0075204 | 0.01146 | 0 | 0 | 0.0076708 | 0.011689 | 0 | 0 | 0.0078242 | 0.011923 | 0 | 0 | 0.0079807 | 0.012161 | 0 | 0 | 0.0081296 | 0.012388 | 0 | 0 | 0.0082816 | 0.01262 | 0 | 0 | 0.0084335 | 0.012851 | 0
T&D ($/annual kWh) | 0 | 15-MTL-Lodging–Motel-LIT_INT | 14 | TD:0:15-MTL-Lodging–Motel-LIT_INT:14 | 0 | 0.0052913 | 0.0080629 | 0 | 0 | 0.0053971 | 0.0082241 | 0 | 0 | 0.005505 | 0.0083886 | 0 | 0 | 0.0056151 | 0.0085564 | 0 | 0 | 0.0057274 | 0.0087275 | 0 | 0 | 0.005842 | 0.0089021 | 0 | 0 | 0.0059588 | 0.0090801 | 0 | 0 | 0.006078 | 0.0092617 | 0 | 0 | 0.0061996 | 0.0094469 | 0 | 0 | 0.0063235 | 0.0096359 | 0 | 0 | 0.00645 | 0.0098286 | 0 | 0 | 0.006579 | 0.010025 | 0 | 0 | 0.0067106 | 0.010226 | 0 | 0 | 0.0068448 | 0.01043 | 0 | 0 | 0.0069817 | 0.010639 | 0 | 0 | 0.0071213 | 0.010852 | 0 | 0 | 0.0072638 | 0.011069 | 0 | 0 | 0.007409 | 0.01129 | 0 | 0 | 0.0075572 | 0.011516 | 0 | 0 | 0.0077084 | 0.011746 | 0 | 0 | 0.0078625 | 0.011981 | 0 | 0 | 0.0080198 | 0.012221 | 0 | 0 | 0.0081694 | 0.012449 | 0 | 0 | 0.0083221 | 0.012681 | 0 | 0 | 0.0084748 | 0.012914 | 0
T&D ($/annual kWh) | 0 | 15-MTL-Lodging–Motel-LIT_INT | 15 | TD:0:15-MTL-Lodging–Motel-LIT_INT:15 | 0 | 0.0052881 | 0.008057 | 0 | 0 | 0.0053939 | 0.0082182 | 0 | 0 | 0.0055017 | 0.0083826 | 0 | 0 | 0.0056118 | 0.0085502 | 0 | 0 | 0.005724 | 0.0087212 | 0 | 0 | 0.0058385 | 0.0088956 | 0 | 0 | 0.0059552 | 0.0090735 | 0 | 0 | 0.0060744 | 0.009255 | 0 | 0 | 0.0061958 | 0.0094401 | 0 | 0 | 0.0063198 | 0.0096289 | 0 | 0 | 0.0064462 | 0.0098215 | 0 | 0 | 0.0065751 | 0.010018 | 0 | 0 | 0.0067066 | 0.010218 | 0 | 0 | 0.0068407 | 0.010423 | 0 | 0 | 0.0069775 | 0.010631 | 0 | 0 | 0.0071171 | 0.010844 | 0 | 0 | 0.0072594 | 0.011061 | 0 | 0 | 0.0074046 | 0.011282 | 0 | 0 | 0.0075527 | 0.011507 | 0 | 0 | 0.0077037 | 0.011738 | 0 | 0 | 0.0078578 | 0.011972 | 0 | 0 | 0.008015 | 0.012212 | 0 | 0 | 0.0081645 | 0.01244 | 0 | 0 | 0.0083171 | 0.012672 | 0 | 0 | 0.0084697 | 0.012905 | 0
T&D ($/annual kWh) | 0 | 15-MTL-Lodging–Motel-LIT_INT | SYSTEM | TD:0:15-MTL-Lodging–Motel-LIT_INT:SYSTEM | 0 | 0.0048558 | 0.0073993 | 0 | 0 | 0.0049529 | 0.0075473 | 0 | 0 | 0.0050519 | 0.0076982 | 0 | 0 | 0.005153 | 0.0078522 | 0 | 0 | 0.005256 | 0.0080092 | 0 | 0 | 0.0053612 | 0.0081694 | 0 | 0 | 0.0054684 | 0.0083328 | 0 | 0 | 0.0055778 | 0.0084994 | 0 | 0 | 0.0056893 | 0.0086694 | 0 | 0 | 0.0058031 | 0.0088428 | 0 | 0 | 0.0059192 | 0.0090197 | 0 | 0 | 0.0060375 | 0.0092001 | 0 | 0 | 0.0061583 | 0.0093841 | 0 | 0 | 0.0062815 | 0.0095718 | 0 | 0 | 0.0064071 | 0.0097632 | 0 | 0 | 0.0065352 | 0.0099585 | 0 | 0 | 0.0066659 | 0.010158 | 0 | 0 | 0.0067993 | 0.010361 | 0 | 0 | 0.0069352 | 0.010568 | 0 | 0 | 0.0070739 | 0.010779 | 0 | 0 | 0.0072154 | 0.010995 | 0 | 0 | 0.0073597 | 0.011215 | 0 | 0 | 0.0074971 | 0.011424 | 0 | 0 | 0.0076372 | 0.011638 | 0 | 0 | 0.0077773 | 0.011851 | 0
T&D ($/annual kWh) | 0 | 15-MTL-Lodging–Motel-OFF_EQ | 7 | TD:0:15-MTL-Lodging–Motel-OFF_EQ:7 | 0 | 0.0050592 | 0.0077093 | 0 | 0 | 0.0051604 | 0.0078634 | 0 | 0 | 0.0052636 | 0.0080207 | 0 | 0 | 0.0053689 | 0.0081811 | 0 | 0 | 0.0054762 | 0.0083448 | 0 | 0 | 0.0055858 | 0.0085116 | 0 | 0 | 0.0056975 | 0.0086819 | 0 | 0 | 0.0058114 | 0.0088555 | 0 | 0 | 0.0059277 | 0.0090326 | 0 | 0 | 0.0060462 | 0.0092133 | 0 | 0 | 0.0061671 | 0.0093975 | 0 | 0 | 0.0062905 | 0.0095855 | 0 | 0 | 0.0064163 | 0.0097772 | 0 | 0 | 0.0065446 | 0.0099728 | 0 | 0 | 0.0066755 | 0.010172 | 0 | 0 | 0.006809 | 0.010376 | 0 | 0 | 0.0069452 | 0.010583 | 0 | 0 | 0.0070841 | 0.010795 | 0 | 0 | 0.0072258 | 0.011011 | 0 | 0 | 0.0073703 | 0.011231 | 0 | 0 | 0.0075177 | 0.011456 | 0 | 0 | 0.0076681 | 0.011685 | 0 | 0 | 0.0078111 | 0.011903 | 0 | 0 | 0.0079571 | 0.012125 | 0 | 0 | 0.0081031 | 0.012348 | 0
T&D ($/annual kWh) | 0 | 15-MTL-Lodging–Motel-OFF_EQ | 10 | TD:0:15-MTL-Lodging–Motel-OFF_EQ:10 | 0 | 0.0054456 | 0.0082981 | 0 | 0 | 0.0055545 | 0.008464 | 0 | 0 | 0.0056656 | 0.0086333 | 0 | 0 | 0.0057789 | 0.008806 | 0 | 0 | 0.0058945 | 0.0089821 | 0 | 0 | 0.0060124 | 0.0091617 | 0 | 0 | 0.0061326 | 0.009345 | 0 | 0 | 0.0062553 | 0.0095319 | 0 | 0 | 0.0063804 | 0.0097225 | 0 | 0 | 0.006508 | 0.0099169 | 0 | 0 | 0.0066382 | 0.010115 | 0 | 0 | 0.0067709 | 0.010318 | 0 | 0 | 0.0069063 | 0.010524 | 0 | 0 | 0.0070445 | 0.010734 | 0 | 0 | 0.0071854 | 0.010949 | 0 | 0 | 0.0073291 | 0.011168 | 0 | 0 | 0.0074756 | 0.011391 | 0 | 0 | 0.0076252 | 0.011619 | 0 | 0 | 0.0077777 | 0.011852 | 0 | 0 | 0.0079332 | 0.012089 | 0 | 0 | 0.0080919 | 0.01233 | 0 | 0 | 0.0082537 | 0.012577 | 0 | 0 | 0.0084077 | 0.012812 | 0 | 0 | 0.0085649 | 0.013051 | 0 | 0 | 0.008722 | 0.013291 | 0
T&D ($/annual kWh) | 0 | 15-MTL-Lodging–Motel-OFF_EQ | 14 | TD:0:15-MTL-Lodging–Motel-OFF_EQ:14 | 0 | 0.0054699 | 0.0083351 | 0 | 0 | 0.0055793 | 0.0085018 | 0 | 0 | 0.0056909 | 0.0086718 | 0 | 0 | 0.0058047 | 0.0088453 | 0 | 0 | 0.0059208 | 0.0090222 | 0 | 0 | 0.0060392 | 0.0092026 | 0 | 0 | 0.00616 | 0.0093867 | 0 | 0 | 0.0062832 | 0.0095744 | 0 | 0 | 0.0064089 | 0.0097659 | 0 | 0 | 0.0065371 | 0.0099612 | 0 | 0 | 0.0066678 | 0.01016 | 0 | 0 | 0.0068011 | 0.010364 | 0 | 0 | 0.0069372 | 0.010571 | 0 | 0 | 0.0070759 | 0.010782 | 0 | 0 | 0.0072174 | 0.010998 | 0 | 0 | 0.0073618 | 0.011218 | 0 | 0 | 0.007509 | 0.011442 | 0 | 0 | 0.0076592 | 0.011671 | 0 | 0 | 0.0078124 | 0.011905 | 0 | 0 | 0.0079686 | 0.012143 | 0 | 0 | 0.008128 | 0.012386 | 0 | 0 | 0.0082906 | 0.012633 | 0 | 0 | 0.0084453 | 0.012869 | 0 | 0 | 0.0086031 | 0.013109 | 0 | 0 | 0.0087609 | 0.01335 | 0
T&D ($/annual kWh) | 0 | 15-MTL-Lodging–Motel-OFF_EQ | 15 | TD:0:15-MTL-Lodging–Motel-OFF_EQ:15 | 0 | 0.0054565 | 0.0083139 | 0 | 0 | 0.0055657 | 0.0084801 | 0 | 0 | 0.005677 | 0.0086497 | 0 | 0 | 0.0057905 | 0.0088227 | 0 | 0 | 0.0059063 | 0.0089992 | 0 | 0 | 0.0060245 | 0.0091792 | 0 | 0 | 0.0061449 | 0.0093628 | 0 | 0 | 0.0062678 | 0.00955 | 0 | 0 | 0.0063932 | 0.009741 | 0 | 0 | 0.0065211 | 0.0099358 | 0 | 0 | 0.0066515 | 0.010135 | 0 | 0 | 0.0067845 | 0.010337 | 0 | 0 | 0.0069202 | 0.010544 | 0 | 0 | 0.0070586 | 0.010755 | 0 | 0 | 0.0071998 | 0.01097 | 0 | 0 | 0.0073438 | 0.011189 | 0 | 0 | 0.0074907 | 0.011413 | 0 | 0 | 0.0076405 | 0.011641 | 0 | 0 | 0.0077933 | 0.011874 | 0 | 0 | 0.0079491 | 0.012112 | 0 | 0 | 0.0081081 | 0.012354 | 0 | 0 | 0.0082703 | 0.012601 | 0 | 0 | 0.0084246 | 0.012836 | 0 | 0 | 0.0085821 | 0.013076 | 0 | 0 | 0.0087395 | 0.013316 | 0
T&D ($/annual kWh) | 0 | 15-MTL-Lodging–Motel-OFF_EQ | SYSTEM | TD:0:15-MTL-Lodging–Motel-OFF_EQ:SYSTEM | 0 | 0.0050592 | 0.0077093 | 0 | 0 | 0.0051604 | 0.0078634 | 0 | 0 | 0.0052636 | 0.0080207 | 0 | 0 | 0.0053689 | 0.0081811 | 0 | 0 | 0.0054762 | 0.0083448 | 0 | 0 | 0.0055858 | 0.0085116 | 0 | 0 | 0.0056975 | 0.0086819 | 0 | 0 | 0.0058114 | 0.0088555 | 0 | 0 | 0.0059277 | 0.0090326 | 0 | 0 | 0.0060462 | 0.0092133 | 0 | 0 | 0.0061671 | 0.0093975 | 0 | 0 | 0.0062905 | 0.0095855 | 0 | 0 | 0.0064163 | 0.0097772 | 0 | 0 | 0.0065446 | 0.0099728 | 0 | 0 | 0.0066755 | 0.010172 | 0 | 0 | 0.006809 | 0.010376 | 0 | 0 | 0.0069452 | 0.010583 | 0 | 0 | 0.0070841 | 0.010795 | 0 | 0 | 0.0072258 | 0.011011 | 0 | 0 | 0.0073703 | 0.011231 | 0 | 0 | 0.0075177 | 0.011456 | 0 | 0 | 0.0076681 | 0.011685 | 0 | 0 | 0.0078111 | 0.011903 | 0 | 0 | 0.0079571 | 0.012125 | 0 | 0 | 0.0081031 | 0.012348 | 0
T&D ($/annual kWh) | 0 | 15-MTL-Lodging–Motel-LIT_EXT | 7 | TD:0:15-MTL-Lodging–Motel-LIT_EXT:7 | 0 | 0.00021022 | 0.00032034 | 0 | 0 | 0.00021443 | 0.00032674 | 0 | 0 | 0.00021871 | 0.00033328 | 0 | 0 | 0.00022309 | 0.00033994 | 0 | 0 | 0.00022755 | 0.00034674 | 0 | 0 | 0.0002321 | 0.00035368 | 0 | 0 | 0.00023674 | 0.00036075 | 0 | 0 | 0.00024148 | 0.00036797 | 0 | 0 | 0.00024631 | 0.00037533 | 0 | 0 | 0.00025123 | 0.00038283 | 0 | 0 | 0.00025626 | 0.00039049 | 0 | 0 | 0.00026138 | 0.0003983 | 0 | 0 | 0.00026661 | 0.00040627 | 0 | 0 | 0.00027194 | 0.00041439 | 0 | 0 | 0.00027738 | 0.00042268 | 0 | 0 | 0.00028293 | 0.00043113 | 0 | 0 | 0.00028859 | 0.00043975 | 0 | 0 | 0.00029436 | 0.00044855 | 0 | 0 | 0.00030025 | 0.00045752 | 0 | 0 | 0.00030625 | 0.00046667 | 0 | 0 | 0.00031238 | 0.000476 | 0 | 0 | 0.00031863 | 0.00048553 | 0 | 0 | 0.00032457 | 0.00049458 | 0 | 0 | 0.00033064 | 0.00050383 | 0 | 0 | 0.0003367 | 0.00051307 | 0
T&D ($/annual kWh) | 0 | 15-MTL-Lodging–Motel-LIT_EXT | 10 | TD:0:15-MTL-Lodging–Motel-LIT_EXT:10 | 0 | 0.00022799 | 0.00034742 | 0 | 0 | 0.00023255 | 0.00035437 | 0 | 0 | 0.0002372 | 0.00036146 | 0 | 0 | 0.00024195 | 0.00036868 | 0 | 0 | 0.00024679 | 0.00037606 | 0 | 0 | 0.00025172 | 0.00038358 | 0 | 0 | 0.00025676 | 0.00039125 | 0 | 0 | 0.00026189 | 0.00039908 | 0 | 0 | 0.00026713 | 0.00040706 | 0 | 0 | 0.00027247 | 0.0004152 | 0 | 0 | 0.00027792 | 0.0004235 | 0 | 0 | 0.00028348 | 0.00043197 | 0 | 0 | 0.00028915 | 0.00044061 | 0 | 0 | 0.00029493 | 0.00044942 | 0 | 0 | 0.00030083 | 0.00045841 | 0 | 0 | 0.00030685 | 0.00046758 | 0 | 0 | 0.00031299 | 0.00047693 | 0 | 0 | 0.00031925 | 0.00048647 | 0 | 0 | 0.00032563 | 0.0004962 | 0 | 0 | 0.00033214 | 0.00050612 | 0 | 0 | 0.00033879 | 0.00051625 | 0 | 0 | 0.00034556 | 0.00052657 | 0 | 0 | 0.00035201 | 0.0005364 | 0 | 0 | 0.00035859 | 0.00054642 | 0 | 0 | 0.00036517 | 0.00055645 | 0
T&D ($/annual kWh) | 0 | 15-MTL-Lodging–Motel-LIT_EXT | 14 | TD:0:15-MTL-Lodging–Motel-LIT_EXT:14 | 0 | 0.00022911 | 0.00034912 | 0 | 0 | 0.00023369 | 0.00035611 | 0 | 0 | 0.00023837 | 0.00036323 | 0 | 0 | 0.00024314 | 0.00037049 | 0 | 0 | 0.000248 | 0.0003779 | 0 | 0 | 0.00025296 | 0.00038546 | 0 | 0 | 0.00025802 | 0.00039317 | 0 | 0 | 0.00026318 | 0.00040103 | 0 | 0 | 0.00026844 | 0.00040905 | 0 | 0 | 0.00027381 | 0.00041723 | 0 | 0 | 0.00027929 | 0.00042558 | 0 | 0 | 0.00028487 | 0.00043409 | 0 | 0 | 0.00029057 | 0.00044277 | 0 | 0 | 0.00029638 | 0.00045163 | 0 | 0 | 0.00030231 | 0.00046066 | 0 | 0 | 0.00030835 | 0.00046987 | 0 | 0 | 0.00031452 | 0.00047927 | 0 | 0 | 0.00032081 | 0.00048886 | 0 | 0 | 0.00032723 | 0.00049863 | 0 | 0 | 0.00033377 | 0.00050861 | 0 | 0 | 0.00034045 | 0.00051878 | 0 | 0 | 0.00034726 | 0.00052915 | 0 | 0 | 0.00035374 | 0.00053903 | 0 | 0 | 0.00036035 | 0.0005491 | 0 | 0 | 0.00036696 | 0.00055918 | 0
T&D ($/annual kWh) | 0 | 15-MTL-Lodging–Motel-LIT_EXT | 15 | TD:0:15-MTL-Lodging–Motel-LIT_EXT:15 | 0 | 0.00028403 | 0.00043117 | 0 | 0 | 0.00028971 | 0.00043979 | 0 | 0 | 0.0002955 | 0.00044859 | 0 | 0 | 0.00030141 | 0.00045756 | 0 | 0 | 0.00030744 | 0.00046671 | 0 | 0 | 0.00031359 | 0.00047605 | 0 | 0 | 0.00031986 | 0.00048557 | 0 | 0 | 0.00032626 | 0.00049528 | 0 | 0 | 0.00033278 | 0.00050519 | 0 | 0 | 0.00033944 | 0.00051529 | 0 | 0 | 0.00034623 | 0.0005256 | 0 | 0 | 0.00035315 | 0.00053611 | 0 | 0 | 0.00036021 | 0.00054683 | 0 | 0 | 0.00036742 | 0.00055777 | 0 | 0 | 0.00037477 | 0.00056892 | 0 | 0 | 0.00038226 | 0.0005803 | 0 | 0 | 0.00038991 | 0.00059191 | 0 | 0 | 0.00039771 | 0.00060374 | 0 | 0 | 0.00040566 | 0.00061582 | 0 | 0 | 0.00041377 | 0.00062813 | 0 | 0 | 0.00042205 | 0.0006407 | 0 | 0 | 0.00043049 | 0.00065351 | 0 | 0 | 0.00043852 | 0.00066571 | 0 | 0 | 0.00044672 | 0.00067815 | 0 | 0 | 0.00045491 | 0.00069059 | 0
T&D ($/annual kWh) | 0 | 15-MTL-Lodging–Motel-LIT_EXT | SYSTEM | TD:0:15-MTL-Lodging–Motel-LIT_EXT:SYSTEM | 0 | 0.00021022 | 0.00032034 | 0 | 0 | 0.00021443 | 0.00032674 | 0 | 0 | 0.00021871 | 0.00033328 | 0 | 0 | 0.00022309 | 0.00033994 | 0 | 0 | 0.00022755 | 0.00034674 | 0 | 0 | 0.0002321 | 0.00035368 | 0 | 0 | 0.00023674 | 0.00036075 | 0 | 0 | 0.00024148 | 0.00036797 | 0 | 0 | 0.00024631 | 0.00037533 | 0 | 0 | 0.00025123 | 0.00038283 | 0 | 0 | 0.00025626 | 0.00039049 | 0 | 0 | 0.00026138 | 0.0003983 | 0 | 0 | 0.00026661 | 0.00040627 | 0 | 0 | 0.00027194 | 0.00041439 | 0 | 0 | 0.00027738 | 0.00042268 | 0 | 0 | 0.00028293 | 0.00043113 | 0 | 0 | 0.00028859 | 0.00043975 | 0 | 0 | 0.00029436 | 0.00044855 | 0 | 0 | 0.00030025 | 0.00045752 | 0 | 0 | 0.00030625 | 0.00046667 | 0 | 0 | 0.00031238 | 0.000476 | 0 | 0 | 0.00031863 | 0.00048553 | 0 | 0 | 0.00032457 | 0.00049458 | 0 | 0 | 0.00033064 | 0.00050383 | 0 | 0 | 0.0003367 | 0.00051307 | 0
T&D ($/annual kWh) | 0 | 15-MTL-Lodging–Motel-REFG | 7 | TD:0:15-MTL-Lodging–Motel-REFG:7 | 0 | 0.0049645 | 0.007565 | 0 | 0 | 0.0050638 | 0.0077163 | 0 | 0 | 0.0051651 | 0.0078706 | 0 | 0 | 0.0052684 | 0.008028 | 0 | 0 | 0.0053738 | 0.0081886 | 0 | 0 | 0.0054813 | 0.0083524 | 0 | 0 | 0.0055909 | 0.0085194 | 0 | 0 | 0.0057027 | 0.0086898 | 0 | 0 | 0.0058167 | 0.0088636 | 0 | 0 | 0.0059331 | 0.0090409 | 0 | 0 | 0.0060517 | 0.0092217 | 0 | 0 | 0.0061728 | 0.0094061 | 0 | 0 | 0.0062962 | 0.0095943 | 0 | 0 | 0.0064222 | 0.0097861 | 0 | 0 | 0.0065506 | 0.0099819 | 0 | 0 | 0.0066816 | 0.010182 | 0 | 0 | 0.0068152 | 0.010385 | 0 | 0 | 0.0069516 | 0.010593 | 0 | 0 | 0.0070906 | 0.010805 | 0 | 0 | 0.0072324 | 0.011021 | 0 | 0 | 0.007377 | 0.011241 | 0 | 0 | 0.0075246 | 0.011466 | 0 | 0 | 0.007665 | 0.01168 | 0 | 0 | 0.0078082 | 0.011898 | 0 | 0 | 0.0079515 | 0.012117 | 0
T&D ($/annual kWh) | 0 | 15-MTL-Lodging–Motel-REFG | 10 | TD:0:15-MTL-Lodging–Motel-REFG:10 | 0 | 0.005398 | 0.0082256 | 0 | 0 | 0.005506 | 0.0083901 | 0 | 0 | 0.0056161 | 0.0085579 | 0 | 0 | 0.0057284 | 0.008729 | 0 | 0 | 0.005843 | 0.0089036 | 0 | 0 | 0.0059599 | 0.0090817 | 0 | 0 | 0.0060791 | 0.0092633 | 0 | 0 | 0.0062006 | 0.0094486 | 0 | 0 | 0.0063247 | 0.0096376 | 0 | 0 | 0.0064511 | 0.0098303 | 0 | 0 | 0.0065802 | 0.010027 | 0 | 0 | 0.0067118 | 0.010227 | 0 | 0 | 0.006846 | 0.010432 | 0 | 0 | 0.0069829 | 0.010641 | 0 | 0 | 0.0071226 | 0.010853 | 0 | 0 | 0.007265 | 0.011071 | 0 | 0 | 0.0074103 | 0.011292 | 0 | 0 | 0.0075585 | 0.011518 | 0 | 0 | 0.0077097 | 0.011748 | 0 | 0 | 0.0078639 | 0.011983 | 0 | 0 | 0.0080212 | 0.012223 | 0 | 0 | 0.0081816 | 0.012467 | 0 | 0 | 0.0083343 | 0.0127 | 0 | 0 | 0.00849 | 0.012937 | 0 | 0 | 0.0086458 | 0.013175 | 0
T&D ($/annual kWh) | 0 | 15-MTL-Lodging–Motel-REFG | 14 | TD:0:15-MTL-Lodging–Motel-REFG:14 | 0 | 0.0054253 | 0.0082671 | 0 | 0 | 0.0055338 | 0.0084325 | 0 | 0 | 0.0056445 | 0.0086011 | 0 | 0 | 0.0057574 | 0.0087731 | 0 | 0 | 0.0058725 | 0.0089486 | 0 | 0 | 0.00599 | 0.0091276 | 0 | 0 | 0.0061098 | 0.0093101 | 0 | 0 | 0.006232 | 0.0094963 | 0 | 0 | 0.0063566 | 0.0096863 | 0 | 0 | 0.0064837 | 0.00988 | 0 | 0 | 0.0066134 | 0.010078 | 0 | 0 | 0.0067457 | 0.010279 | 0 | 0 | 0.0068806 | 0.010485 | 0 | 0 | 0.0070182 | 0.010694 | 0 | 0 | 0.0071586 | 0.010908 | 0 | 0 | 0.0073017 | 0.011126 | 0 | 0 | 0.0074478 | 0.011349 | 0 | 0 | 0.0075967 | 0.011576 | 0 | 0 | 0.0077487 | 0.011808 | 0 | 0 | 0.0079036 | 0.012044 | 0 | 0 | 0.0080617 | 0.012285 | 0 | 0 | 0.008223 | 0.01253 | 0 | 0 | 0.0083764 | 0.012764 | 0 | 0 | 0.0085329 | 0.013003 | 0 | 0 | 0.0086895 | 0.013241 | 0
T&D ($/annual kWh) | 0 | 15-MTL-Lodging–Motel-REFG | 15 | TD:0:15-MTL-Lodging–Motel-REFG:15 | 0 | 0.0054194 | 0.0082573 | 0 | 0 | 0.0055278 | 0.0084224 | 0 | 0 | 0.0056384 | 0.0085909 | 0 | 0 | 0.0057512 | 0.0087627 | 0 | 0 | 0.0058662 | 0.008938 | 0 | 0 | 0.0059835 | 0.0091167 | 0 | 0 | 0.0061032 | 0.0092991 | 0 | 0 | 0.0062252 | 0.009485 | 0 | 0 | 0.0063497 | 0.0096747 | 0 | 0 | 0.0064767 | 0.0098682 | 0 | 0 | 0.0066063 | 0.010066 | 0 | 0 | 0.0067384 | 0.010267 | 0 | 0 | 0.0068732 | 0.010472 | 0 | 0 | 0.0070106 | 0.010682 | 0 | 0 | 0.0071508 | 0.010895 | 0 | 0 | 0.0072939 | 0.011113 | 0 | 0 | 0.0074397 | 0.011336 | 0 | 0 | 0.0075885 | 0.011562 | 0 | 0 | 0.0077403 | 0.011793 | 0 | 0 | 0.0078951 | 0.012029 | 0 | 0 | 0.008053 | 0.01227 | 0 | 0 | 0.0082141 | 0.012515 | 0 | 0 | 0.0083673 | 0.012749 | 0 | 0 | 0.0085237 | 0.012987 | 0 | 0 | 0.0086801 | 0.013225 | 0
T&D ($/annual kWh) | 0 | 15-MTL-Lodging–Motel-REFG | SYSTEM | TD:0:15-MTL-Lodging–Motel-REFG:SYSTEM | 0 | 0.0049645 | 0.007565 | 0 | 0 | 0.0050638 | 0.0077163 | 0 | 0 | 0.0051651 | 0.0078706 | 0 | 0 | 0.0052684 | 0.008028 | 0 | 0 | 0.0053738 | 0.0081886 | 0 | 0 | 0.0054813 | 0.0083524 | 0 | 0 | 0.0055909 | 0.0085194 | 0 | 0 | 0.0057027 | 0.0086898 | 0 | 0 | 0.0058167 | 0.0088636 | 0 | 0 | 0.0059331 | 0.0090409 | 0 | 0 | 0.0060517 | 0.0092217 | 0 | 0 | 0.0061728 | 0.0094061 | 0 | 0 | 0.0062962 | 0.0095943 | 0 | 0 | 0.0064222 | 0.0097861 | 0 | 0 | 0.0065506 | 0.0099819 | 0 | 0 | 0.0066816 | 0.010182 | 0 | 0 | 0.0068152 | 0.010385 | 0 | 0 | 0.0069516 | 0.010593 | 0 | 0 | 0.0070906 | 0.010805 | 0 | 0 | 0.0072324 | 0.011021 | 0 | 0 | 0.007377 | 0.011241 | 0 | 0 | 0.0075246 | 0.011466 | 0 | 0 | 0.007665 | 0.01168 | 0 | 0 | 0.0078082 | 0.011898 | 0 | 0 | 0.0079515 | 0.012117 | 0
T&D ($/annual kWh) | 0 | 15-MTL-Lodging–Motel-VENT | 7 | TD:0:15-MTL-Lodging–Motel-VENT:7 | 0 | 0.0046757 | 0.0071248 | 0 | 0 | 0.0047692 | 0.0072673 | 0 | 0 | 0.0048646 | 0.0074127 | 0 | 0 | 0.0049619 | 0.0075609 | 0 | 0 | 0.0050611 | 0.0077122 | 0 | 0 | 0.0051623 | 0.0078664 | 0 | 0 | 0.0052656 | 0.0080237 | 0 | 0 | 0.0053709 | 0.0081842 | 0 | 0 | 0.0054783 | 0.0083479 | 0 | 0 | 0.0055879 | 0.0085148 | 0 | 0 | 0.0056996 | 0.0086851 | 0 | 0 | 0.0058136 | 0.0088588 | 0 | 0 | 0.0059299 | 0.009036 | 0 | 0 | 0.0060485 | 0.0092167 | 0 | 0 | 0.0061695 | 0.0094011 | 0 | 0 | 0.0062928 | 0.0095891 | 0 | 0 | 0.0064187 | 0.0097809 | 0 | 0 | 0.0065471 | 0.0099765 | 0 | 0 | 0.006678 | 0.010176 | 0 | 0 | 0.0068116 | 0.01038 | 0 | 0 | 0.0069478 | 0.010587 | 0 | 0 | 0.0070868 | 0.010799 | 0 | 0 | 0.007219 | 0.011 | 0 | 0 | 0.0073539 | 0.011206 | 0 | 0 | 0.0074888 | 0.011412 | 0
T&D ($/annual kWh) | 0 | 15-MTL-Lodging–Motel-VENT | 10 | TD:0:15-MTL-Lodging–Motel-VENT:10 | 0 | 0.0050323 | 0.0076682 | 0 | 0 | 0.0051329 | 0.0078216 | 0 | 0 | 0.0052356 | 0.007978 | 0 | 0 | 0.0053403 | 0.0081376 | 0 | 0 | 0.0054471 | 0.0083004 | 0 | 0 | 0.0055561 | 0.0084664 | 0 | 0 | 0.0056672 | 0.0086357 | 0 | 0 | 0.0057805 | 0.0088084 | 0 | 0 | 0.0058961 | 0.0089846 | 0 | 0 | 0.006014 | 0.0091643 | 0 | 0 | 0.0061343 | 0.0093475 | 0 | 0 | 0.006257 | 0.0095345 | 0 | 0 | 0.0063822 | 0.0097252 | 0 | 0 | 0.0065098 | 0.0099197 | 0 | 0 | 0.00664 | 0.010118 | 0 | 0 | 0.0067728 | 0.01032 | 0 | 0 | 0.0069082 | 0.010527 | 0 | 0 | 0.0070464 | 0.010737 | 0 | 0 | 0.0071873 | 0.010952 | 0 | 0 | 0.0073311 | 0.011171 | 0 | 0 | 0.0074777 | 0.011395 | 0 | 0 | 0.0076273 | 0.011623 | 0 | 0 | 0.0077696 | 0.011839 | 0 | 0 | 0.0079148 | 0.012061 | 0 | 0 | 0.00806 | 0.012282 | 0
T&D ($/annual kWh) | 0 | 15-MTL-Lodging–Motel-VENT | 14 | TD:0:15-MTL-Lodging–Motel-VENT:14 | 0 | 0.0050547 | 0.0077024 | 0 | 0 | 0.0051558 | 0.0078565 | 0 | 0 | 0.0052589 | 0.0080136 | 0 | 0 | 0.0053641 | 0.0081739 | 0 | 0 | 0.0054714 | 0.0083374 | 0 | 0 | 0.0055808 | 0.0085041 | 0 | 0 | 0.0056924 | 0.0086742 | 0 | 0 | 0.0058063 | 0.0088477 | 0 | 0 | 0.0059224 | 0.0090246 | 0 | 0 | 0.0060409 | 0.0092051 | 0 | 0 | 0.0061617 | 0.0093892 | 0 | 0 | 0.0062849 | 0.009577 | 0 | 0 | 0.0064106 | 0.0097686 | 0 | 0 | 0.0065388 | 0.0099639 | 0 | 0 | 0.0066696 | 0.010163 | 0 | 0 | 0.006803 | 0.010366 | 0 | 0 | 0.0069391 | 0.010574 | 0 | 0 | 0.0070778 | 0.010785 | 0 | 0 | 0.0072194 | 0.011001 | 0 | 0 | 0.0073638 | 0.011221 | 0 | 0 | 0.0075111 | 0.011445 | 0 | 0 | 0.0076613 | 0.011674 | 0 | 0 | 0.0078042 | 0.011892 | 0 | 0 | 0.0079501 | 0.012114 | 0 | 0 | 0.0080959 | 0.012337 | 0
T&D ($/annual kWh) | 0 | 15-MTL-Lodging–Motel-VENT | 15 | TD:0:15-MTL-Lodging–Motel-VENT:15 | 0 | 0.005046 | 0.0076883 | 0 | 0 | 0.005147 | 0.0078421 | 0 | 0 | 0.0052499 | 0.0079989 | 0 | 0 | 0.0053549 | 0.0081589 | 0 | 0 | 0.005462 | 0.0083221 | 0 | 0 | 0.0055712 | 0.0084885 | 0 | 0 | 0.0056827 | 0.0086583 | 0 | 0 | 0.0057963 | 0.0088314 | 0 | 0 | 0.0059122 | 0.0090081 | 0 | 0 | 0.0060305 | 0.0091882 | 0 | 0 | 0.0061511 | 0.009372 | 0 | 0 | 0.0062741 | 0.0095594 | 0 | 0 | 0.0063996 | 0.0097506 | 0 | 0 | 0.0065276 | 0.0099456 | 0 | 0 | 0.0066581 | 0.010145 | 0 | 0 | 0.0067913 | 0.010347 | 0 | 0 | 0.0069271 | 0.010554 | 0 | 0 | 0.0070657 | 0.010765 | 0 | 0 | 0.007207 | 0.010981 | 0 | 0 | 0.0073511 | 0.0112 | 0 | 0 | 0.0074981 | 0.011424 | 0 | 0 | 0.0076481 | 0.011653 | 0 | 0 | 0.0077908 | 0.01187 | 0 | 0 | 0.0079364 | 0.012092 | 0 | 0 | 0.008082 | 0.012314 | 0
T&D ($/annual kWh) | 0 | 15-MTL-Lodging–Motel-VENT | SYSTEM | TD:0:15-MTL-Lodging–Motel-VENT:SYSTEM | 0 | 0.0046757 | 0.0071248 | 0 | 0 | 0.0047692 | 0.0072673 | 0 | 0 | 0.0048646 | 0.0074127 | 0 | 0 | 0.0049619 | 0.0075609 | 0 | 0 | 0.0050611 | 0.0077122 | 0 | 0 | 0.0051623 | 0.0078664 | 0 | 0 | 0.0052656 | 0.0080237 | 0 | 0 | 0.0053709 | 0.0081842 | 0 | 0 | 0.0054783 | 0.0083479 | 0 | 0 | 0.0055879 | 0.0085148 | 0 | 0 | 0.0056996 | 0.0086851 | 0 | 0 | 0.0058136 | 0.0088588 | 0 | 0 | 0.0059299 | 0.009036 | 0 | 0 | 0.0060485 | 0.0092167 | 0 | 0 | 0.0061695 | 0.0094011 | 0 | 0 | 0.0062928 | 0.0095891 | 0 | 0 | 0.0064187 | 0.0097809 | 0 | 0 | 0.0065471 | 0.0099765 | 0 | 0 | 0.006678 | 0.010176 | 0 | 0 | 0.0068116 | 0.01038 | 0 | 0 | 0.0069478 | 0.010587 | 0 | 0 | 0.0070868 | 0.010799 | 0 | 0 | 0.007219 | 0.011 | 0 | 0 | 0.0073539 | 0.011206 | 0 | 0 | 0.0074888 | 0.011412 | 0
T&D ($/annual kWh) | 0 | 16-NRS-Health/Medical–Clinic-COOL | 7 | TD:0:16-NRS-Health/Medical–Clinic-COOL:7 | 0 | 0.015774 | 0.024037 | 0 | 0 | 0.01609 | 0.024518 | 0 | 0 | 0.016412 | 0.025008 | 0 | 0 | 0.01674 | 0.025509 | 0 | 0 | 0.017075 | 0.026019 | 0 | 0 | 0.017416 | 0.026539 | 0 | 0 | 0.017765 | 0.02707 | 0 | 0 | 0.01812 | 0.027611 | 0 | 0 | 0.018482 | 0.028164 | 0 | 0 | 0.018852 | 0.028727 | 0 | 0 | 0.019229 | 0.029301 | 0 | 0 | 0.019614 | 0.029887 | 0 | 0 | 0.020006 | 0.030485 | 0 | 0 | 0.020406 | 0.031095 | 0 | 0 | 0.020814 | 0.031717 | 0 | 0 | 0.02123 | 0.032351 | 0 | 0 | 0.021655 | 0.032998 | 0 | 0 | 0.022088 | 0.033658 | 0 | 0 | 0.02253 | 0.034331 | 0 | 0 | 0.02298 | 0.035018 | 0 | 0 | 0.02344 | 0.035718 | 0 | 0 | 0.023909 | 0.036433 | 0 | 0 | 0.024355 | 0.037112 | 0 | 0 | 0.02481 | 0.037806 | 0 | 0 | 0.025265 | 0.0385 | 0
T&D ($/annual kWh) | 0 | 16-NRS-Health/Medical–Clinic-COOL | 10 | TD:0:16-NRS-Health/Medical–Clinic-COOL:10 | 0 | 0.017717 | 0.026997 | 0 | 0 | 0.018071 | 0.027537 | 0 | 0 | 0.018432 | 0.028088 | 0 | 0 | 0.018801 | 0.028649 | 0 | 0 | 0.019177 | 0.029222 | 0 | 0 | 0.019561 | 0.029807 | 0 | 0 | 0.019952 | 0.030403 | 0 | 0 | 0.020351 | 0.031011 | 0 | 0 | 0.020758 | 0.031631 | 0 | 0 | 0.021173 | 0.032264 | 0 | 0 | 0.021597 | 0.032909 | 0 | 0 | 0.022028 | 0.033567 | 0 | 0 | 0.022469 | 0.034239 | 0 | 0 | 0.022918 | 0.034923 | 0 | 0 | 0.023377 | 0.035622 | 0 | 0 | 0.023844 | 0.036334 | 0 | 0 | 0.024321 | 0.037061 | 0 | 0 | 0.024808 | 0.037802 | 0 | 0 | 0.025304 | 0.038558 | 0 | 0 | 0.02581 | 0.039329 | 0 | 0 | 0.026326 | 0.040116 | 0 | 0 | 0.026853 | 0.040918 | 0 | 0 | 0.027354 | 0.041682 | 0 | 0 | 0.027865 | 0.042461 | 0 | 0 | 0.028376 | 0.04324 | 0
T&D ($/annual kWh) | 0 | 16-NRS-Health/Medical–Clinic-COOL | 14 | TD:0:16-NRS-Health/Medical–Clinic-COOL:14 | 0 | 0.017839 | 0.027183 | 0 | 0 | 0.018196 | 0.027727 | 0 | 0 | 0.01856 | 0.028281 | 0 | 0 | 0.018931 | 0.028847 | 0 | 0 | 0.019309 | 0.029424 | 0 | 0 | 0.019696 | 0.030012 | 0 | 0 | 0.02009 | 0.030613 | 0 | 0 | 0.020491 | 0.031225 | 0 | 0 | 0.020901 | 0.031849 | 0 | 0 | 0.021319 | 0.032486 | 0 | 0 | 0.021746 | 0.033136 | 0 | 0 | 0.02218 | 0.033799 | 0 | 0 | 0.022624 | 0.034475 | 0 | 0 | 0.023077 | 0.035164 | 0 | 0 | 0.023538 | 0.035868 | 0 | 0 | 0.024009 | 0.036585 | 0 | 0 | 0.024489 | 0.037317 | 0 | 0 | 0.024979 | 0.038063 | 0 | 0 | 0.025478 | 0.038824 | 0 | 0 | 0.025988 | 0.039601 | 0 | 0 | 0.026508 | 0.040393 | 0 | 0 | 0.027038 | 0.041201 | 0 | 0 | 0.027542 | 0.041969 | 0 | 0 | 0.028057 | 0.042754 | 0 | 0 | 0.028572 | 0.043538 | 0
T&D ($/annual kWh) | 0 | 16-NRS-Health/Medical–Clinic-COOL | 15 | TD:0:16-NRS-Health/Medical–Clinic-COOL:15 | 0 | 0.017808 | 0.027135 | 0 | 0 | 0.018164 | 0.027677 | 0 | 0 | 0.018527 | 0.028231 | 0 | 0 | 0.018898 | 0.028796 | 0 | 0 | 0.019276 | 0.029371 | 0 | 0 | 0.019661 | 0.029959 | 0 | 0 | 0.020054 | 0.030558 | 0 | 0 | 0.020455 | 0.031169 | 0 | 0 | 0.020865 | 0.031793 | 0 | 0 | 0.021282 | 0.032428 | 0 | 0 | 0.021707 | 0.033077 | 0 | 0 | 0.022142 | 0.033739 | 0 | 0 | 0.022584 | 0.034413 | 0 | 0 | 0.023036 | 0.035102 | 0 | 0 | 0.023497 | 0.035804 | 0 | 0 | 0.023967 | 0.03652 | 0 | 0 | 0.024446 | 0.03725 | 0 | 0 | 0.024935 | 0.037995 | 0 | 0 | 0.025434 | 0.038755 | 0 | 0 | 0.025942 | 0.03953 | 0 | 0 | 0.026461 | 0.040321 | 0 | 0 | 0.02699 | 0.041127 | 0 | 0 | 0.027494 | 0.041895 | 0 | 0 | 0.028008 | 0.042678 | 0 | 0 | 0.028522 | 0.04346 | 0
T&D ($/annual kWh) | 0 | 16-NRS-Health/Medical–Clinic-COOL | SYSTEM | TD:0:16-NRS-Health/Medical–Clinic-COOL:SYSTEM | 0 | 0.015774 | 0.024037 | 0 | 0 | 0.01609 | 0.024518 | 0 | 0 | 0.016412 | 0.025008 | 0 | 0 | 0.01674 | 0.025509 | 0 | 0 | 0.017075 | 0.026019 | 0 | 0 | 0.017416 | 0.026539 | 0 | 0 | 0.017765 | 0.02707 | 0 | 0 | 0.01812 | 0.027611 | 0 | 0 | 0.018482 | 0.028164 | 0 | 0 | 0.018852 | 0.028727 | 0 | 0 | 0.019229 | 0.029301 | 0 | 0 | 0.019614 | 0.029887 | 0 | 0 | 0.020006 | 0.030485 | 0 | 0 | 0.020406 | 0.031095 | 0 | 0 | 0.020814 | 0.031717 | 0 | 0 | 0.02123 | 0.032351 | 0 | 0 | 0.021655 | 0.032998 | 0 | 0 | 0.022088 | 0.033658 | 0 | 0 | 0.02253 | 0.034331 | 0 | 0 | 0.02298 | 0.035018 | 0 | 0 | 0.02344 | 0.035718 | 0 | 0 | 0.023909 | 0.036433 | 0 | 0 | 0.024355 | 0.037112 | 0 | 0 | 0.02481 | 0.037806 | 0 | 0 | 0.025265 | 0.0385 | 0
T&D ($/annual kWh) | 0 | 16-NRS-Health/Medical–Clinic-LIT_INT | 7 | TD:0:16-NRS-Health/Medical–Clinic-LIT_INT:7 | 0 | 0.0072233 | 0.011007 | 0 | 0 | 0.0073678 | 0.011227 | 0 | 0 | 0.0075152 | 0.011452 | 0 | 0 | 0.0076655 | 0.011681 | 0 | 0 | 0.0078188 | 0.011914 | 0 | 0 | 0.0079752 | 0.012153 | 0 | 0 | 0.0081347 | 0.012396 | 0 | 0 | 0.0082974 | 0.012644 | 0 | 0 | 0.0084633 | 0.012896 | 0 | 0 | 0.0086326 | 0.013154 | 0 | 0 | 0.0088052 | 0.013417 | 0 | 0 | 0.0089813 | 0.013686 | 0 | 0 | 0.0091609 | 0.01396 | 0 | 0 | 0.0093442 | 0.014239 | 0 | 0 | 0.009531 | 0.014524 | 0 | 0 | 0.0097217 | 0.014814 | 0 | 0 | 0.0099161 | 0.01511 | 0 | 0 | 0.010114 | 0.015412 | 0 | 0 | 0.010317 | 0.015721 | 0 | 0 | 0.010523 | 0.016035 | 0 | 0 | 0.010734 | 0.016356 | 0 | 0 | 0.010948 | 0.016683 | 0 | 0 | 0.011152 | 0.016994 | 0 | 0 | 0.011361 | 0.017312 | 0 | 0 | 0.011569 | 0.017629 | 0
T&D ($/annual kWh) | 0 | 16-NRS-Health/Medical–Clinic-LIT_INT | 10 | TD:0:16-NRS-Health/Medical–Clinic-LIT_INT:10 | 0 | 0.0079525 | 0.012118 | 0 | 0 | 0.0081116 | 0.01236 | 0 | 0 | 0.0082738 | 0.012608 | 0 | 0 | 0.0084393 | 0.01286 | 0 | 0 | 0.0086081 | 0.013117 | 0 | 0 | 0.0087802 | 0.013379 | 0 | 0 | 0.0089558 | 0.013647 | 0 | 0 | 0.0091349 | 0.01392 | 0 | 0 | 0.0093176 | 0.014198 | 0 | 0 | 0.009504 | 0.014482 | 0 | 0 | 0.0096941 | 0.014772 | 0 | 0 | 0.009888 | 0.015067 | 0 | 0 | 0.010086 | 0.015369 | 0 | 0 | 0.010287 | 0.015676 | 0 | 0 | 0.010493 | 0.01599 | 0 | 0 | 0.010703 | 0.016309 | 0 | 0 | 0.010917 | 0.016636 | 0 | 0 | 0.011135 | 0.016968 | 0 | 0 | 0.011358 | 0.017308 | 0 | 0 | 0.011585 | 0.017654 | 0 | 0 | 0.011817 | 0.018007 | 0 | 0 | 0.012053 | 0.018367 | 0 | 0 | 0.012278 | 0.01871 | 0 | 0 | 0.012508 | 0.019059 | 0 | 0 | 0.012737 | 0.019409 | 0
T&D ($/annual kWh) | 0 | 16-NRS-Health/Medical–Clinic-LIT_INT | 14 | TD:0:16-NRS-Health/Medical–Clinic-LIT_INT:14 | 0 | 0.0079984 | 0.012188 | 0 | 0 | 0.0081584 | 0.012432 | 0 | 0 | 0.0083215 | 0.01268 | 0 | 0 | 0.008488 | 0.012934 | 0 | 0 | 0.0086577 | 0.013193 | 0 | 0 | 0.0088309 | 0.013457 | 0 | 0 | 0.0090075 | 0.013726 | 0 | 0 | 0.0091876 | 0.014 | 0 | 0 | 0.0093714 | 0.01428 | 0 | 0 | 0.0095588 | 0.014566 | 0 | 0 | 0.00975 | 0.014857 | 0 | 0 | 0.009945 | 0.015154 | 0 | 0 | 0.010144 | 0.015457 | 0 | 0 | 0.010347 | 0.015767 | 0 | 0 | 0.010554 | 0.016082 | 0 | 0 | 0.010765 | 0.016403 | 0 | 0 | 0.01098 | 0.016732 | 0 | 0 | 0.0112 | 0.017066 | 0 | 0 | 0.011424 | 0.017408 | 0 | 0 | 0.011652 | 0.017756 | 0 | 0 | 0.011885 | 0.018111 | 0 | 0 | 0.012123 | 0.018473 | 0 | 0 | 0.012349 | 0.018818 | 0 | 0 | 0.01258 | 0.019169 | 0 | 0 | 0.012811 | 0.019521 | 0
T&D ($/annual kWh) | 0 | 16-NRS-Health/Medical–Clinic-LIT_INT | 15 | TD:0:16-NRS-Health/Medical–Clinic-LIT_INT:15 | 0 | 0.0079748 | 0.012152 | 0 | 0 | 0.0081343 | 0.012395 | 0 | 0 | 0.008297 | 0.012642 | 0 | 0 | 0.0084629 | 0.012895 | 0 | 0 | 0.0086322 | 0.013153 | 0 | 0 | 0.0088048 | 0.013416 | 0 | 0 | 0.0089809 | 0.013685 | 0 | 0 | 0.0091605 | 0.013958 | 0 | 0 | 0.0093438 | 0.014237 | 0 | 0 | 0.0095306 | 0.014522 | 0 | 0 | 0.0097212 | 0.014813 | 0 | 0 | 0.0099157 | 0.015109 | 0 | 0 | 0.010114 | 0.015411 | 0 | 0 | 0.010316 | 0.015719 | 0 | 0 | 0.010523 | 0.016034 | 0 | 0 | 0.010733 | 0.016354 | 0 | 0 | 0.010948 | 0.016681 | 0 | 0 | 0.011167 | 0.017015 | 0 | 0 | 0.01139 | 0.017355 | 0 | 0 | 0.011618 | 0.017702 | 0 | 0 | 0.01185 | 0.018056 | 0 | 0 | 0.012087 | 0.018418 | 0 | 0 | 0.012313 | 0.018761 | 0 | 0 | 0.012543 | 0.019112 | 0 | 0 | 0.012773 | 0.019463 | 0
T&D ($/annual kWh) | 0 | 16-NRS-Health/Medical–Clinic-LIT_INT | SYSTEM | TD:0:16-NRS-Health/Medical–Clinic-LIT_INT:SYSTEM | 0 | 0.0072233 | 0.011007 | 0 | 0 | 0.0073678 | 0.011227 | 0 | 0 | 0.0075152 | 0.011452 | 0 | 0 | 0.0076655 | 0.011681 | 0 | 0 | 0.0078188 | 0.011914 | 0 | 0 | 0.0079752 | 0.012153 | 0 | 0 | 0.0081347 | 0.012396 | 0 | 0 | 0.0082974 | 0.012644 | 0 | 0 | 0.0084633 | 0.012896 | 0 | 0 | 0.0086326 | 0.013154 | 0 | 0 | 0.0088052 | 0.013417 | 0 | 0 | 0.0089813 | 0.013686 | 0 | 0 | 0.0091609 | 0.01396 | 0 | 0 | 0.0093442 | 0.014239 | 0 | 0 | 0.009531 | 0.014524 | 0 | 0 | 0.0097217 | 0.014814 | 0 | 0 | 0.0099161 | 0.01511 | 0 | 0 | 0.010114 | 0.015412 | 0 | 0 | 0.010317 | 0.015721 | 0 | 0 | 0.010523 | 0.016035 | 0 | 0 | 0.010734 | 0.016356 | 0 | 0 | 0.010948 | 0.016683 | 0 | 0 | 0.011152 | 0.016994 | 0 | 0 | 0.011361 | 0.017312 | 0 | 0 | 0.011569 | 0.017629 | 0
T&D ($/annual kWh) | 0 | 16-NRS-Health/Medical–Clinic-OFF_EQ | 7 | TD:0:16-NRS-Health/Medical–Clinic-OFF_EQ:7 | 0 | 0.0064839 | 0.0098803 | 0 | 0 | 0.0066136 | 0.010078 | 0 | 0 | 0.0067459 | 0.010279 | 0 | 0 | 0.0068808 | 0.010485 | 0 | 0 | 0.0070184 | 0.010695 | 0 | 0 | 0.0071588 | 0.010909 | 0 | 0 | 0.007302 | 0.011127 | 0 | 0 | 0.007448 | 0.011349 | 0 | 0 | 0.007597 | 0.011576 | 0 | 0 | 0.0077489 | 0.011808 | 0 | 0 | 0.0079039 | 0.012044 | 0 | 0 | 0.0080619 | 0.012285 | 0 | 0 | 0.0082232 | 0.012531 | 0 | 0 | 0.0083876 | 0.012781 | 0 | 0 | 0.0085554 | 0.013037 | 0 | 0 | 0.0087265 | 0.013298 | 0 | 0 | 0.008901 | 0.013563 | 0 | 0 | 0.0090791 | 0.013835 | 0 | 0 | 0.0092606 | 0.014111 | 0 | 0 | 0.0094459 | 0.014394 | 0 | 0 | 0.0096348 | 0.014682 | 0 | 0 | 0.0098275 | 0.014975 | 0 | 0 | 0.010011 | 0.015255 | 0 | 0 | 0.010198 | 0.01554 | 0 | 0 | 0.010385 | 0.015825 | 0
T&D ($/annual kWh) | 0 | 16-NRS-Health/Medical–Clinic-OFF_EQ | 10 | TD:0:16-NRS-Health/Medical–Clinic-OFF_EQ:10 | 0 | 0.0071532 | 0.0109 | 0 | 0 | 0.0072963 | 0.011118 | 0 | 0 | 0.0074422 | 0.011341 | 0 | 0 | 0.0075911 | 0.011567 | 0 | 0 | 0.0077429 | 0.011799 | 0 | 0 | 0.0078978 | 0.012035 | 0 | 0 | 0.0080557 | 0.012275 | 0 | 0 | 0.0082168 | 0.012521 | 0 | 0 | 0.0083812 | 0.012771 | 0 | 0 | 0.0085488 | 0.013027 | 0 | 0 | 0.0087198 | 0.013287 | 0 | 0 | 0.0088942 | 0.013553 | 0 | 0 | 0.0090721 | 0.013824 | 0 | 0 | 0.0092535 | 0.014101 | 0 | 0 | 0.0094386 | 0.014383 | 0 | 0 | 0.0096273 | 0.01467 | 0 | 0 | 0.0098199 | 0.014964 | 0 | 0 | 0.010016 | 0.015263 | 0 | 0 | 0.010217 | 0.015568 | 0 | 0 | 0.010421 | 0.01588 | 0 | 0 | 0.010629 | 0.016197 | 0 | 0 | 0.010842 | 0.016521 | 0 | 0 | 0.011044 | 0.016829 | 0 | 0 | 0.011251 | 0.017144 | 0 | 0 | 0.011457 | 0.017458 | 0
T&D ($/annual kWh) | 0 | 16-NRS-Health/Medical–Clinic-OFF_EQ | 14 | TD:0:16-NRS-Health/Medical–Clinic-OFF_EQ:14 | 0 | 0.0071954 | 0.010964 | 0 | 0 | 0.0073393 | 0.011184 | 0 | 0 | 0.0074861 | 0.011407 | 0 | 0 | 0.0076358 | 0.011635 | 0 | 0 | 0.0077885 | 0.011868 | 0 | 0 | 0.0079443 | 0.012106 | 0 | 0 | 0.0081032 | 0.012348 | 0 | 0 | 0.0082652 | 0.012595 | 0 | 0 | 0.0084305 | 0.012847 | 0 | 0 | 0.0085991 | 0.013103 | 0 | 0 | 0.0087711 | 0.013366 | 0 | 0 | 0.0089465 | 0.013633 | 0 | 0 | 0.0091255 | 0.013905 | 0 | 0 | 0.009308 | 0.014184 | 0 | 0 | 0.0094941 | 0.014467 | 0 | 0 | 0.009684 | 0.014757 | 0 | 0 | 0.0098777 | 0.015052 | 0 | 0 | 0.010075 | 0.015353 | 0 | 0 | 0.010277 | 0.01566 | 0 | 0 | 0.010482 | 0.015973 | 0 | 0 | 0.010692 | 0.016292 | 0 | 0 | 0.010906 | 0.016618 | 0 | 0 | 0.011109 | 0.016928 | 0 | 0 | 0.011317 | 0.017245 | 0 | 0 | 0.011525 | 0.017561 | 0
T&D ($/annual kWh) | 0 | 16-NRS-Health/Medical–Clinic-OFF_EQ | 15 | TD:0:16-NRS-Health/Medical–Clinic-OFF_EQ:15 | 0 | 0.0071814 | 0.010942 | 0 | 0 | 0.0073251 | 0.011161 | 0 | 0 | 0.0074716 | 0.011385 | 0 | 0 | 0.007621 | 0.011612 | 0 | 0 | 0.0077734 | 0.011844 | 0 | 0 | 0.0079289 | 0.012081 | 0 | 0 | 0.0080875 | 0.012323 | 0 | 0 | 0.0082492 | 0.012569 | 0 | 0 | 0.0084142 | 0.012821 | 0 | 0 | 0.0085825 | 0.013077 | 0 | 0 | 0.0087541 | 0.013339 | 0 | 0 | 0.0089292 | 0.013606 | 0 | 0 | 0.0091078 | 0.013878 | 0 | 0 | 0.0092899 | 0.014155 | 0 | 0 | 0.0094757 | 0.014438 | 0 | 0 | 0.0096653 | 0.014727 | 0 | 0 | 0.0098586 | 0.015022 | 0 | 0 | 0.010056 | 0.015322 | 0 | 0 | 0.010257 | 0.015629 | 0 | 0 | 0.010462 | 0.015941 | 0 | 0 | 0.010671 | 0.01626 | 0 | 0 | 0.010885 | 0.016585 | 0 | 0 | 0.011088 | 0.016895 | 0 | 0 | 0.011295 | 0.01721 | 0 | 0 | 0.011502 | 0.017526 | 0
T&D ($/annual kWh) | 0 | 16-NRS-Health/Medical–Clinic-OFF_EQ | SYSTEM | TD:0:16-NRS-Health/Medical–Clinic-OFF_EQ:SYSTEM | 0 | 0.0064839 | 0.0098803 | 0 | 0 | 0.0066136 | 0.010078 | 0 | 0 | 0.0067459 | 0.010279 | 0 | 0 | 0.0068808 | 0.010485 | 0 | 0 | 0.0070184 | 0.010695 | 0 | 0 | 0.0071588 | 0.010909 | 0 | 0 | 0.007302 | 0.011127 | 0 | 0 | 0.007448 | 0.011349 | 0 | 0 | 0.007597 | 0.011576 | 0 | 0 | 0.0077489 | 0.011808 | 0 | 0 | 0.0079039 | 0.012044 | 0 | 0 | 0.0080619 | 0.012285 | 0 | 0 | 0.0082232 | 0.012531 | 0 | 0 | 0.0083876 | 0.012781 | 0 | 0 | 0.0085554 | 0.013037 | 0 | 0 | 0.0087265 | 0.013298 | 0 | 0 | 0.008901 | 0.013563 | 0 | 0 | 0.0090791 | 0.013835 | 0 | 0 | 0.0092606 | 0.014111 | 0 | 0 | 0.0094459 | 0.014394 | 0 | 0 | 0.0096348 | 0.014682 | 0 | 0 | 0.0098275 | 0.014975 | 0 | 0 | 0.010011 | 0.015255 | 0 | 0 | 0.010198 | 0.01554 | 0 | 0 | 0.010385 | 0.015825 | 0
T&D ($/annual kWh) | 0 | 16-NRS-Health/Medical–Clinic-LIT_EXT | 7 | TD:0:16-NRS-Health/Medical–Clinic-LIT_EXT:7 | 0 | 0.00047508 | 0.00072393 | 0 | 0 | 0.00048458 | 0.00073841 | 0 | 0 | 0.00049428 | 0.00075318 | 0 | 0 | 0.00050416 | 0.00076825 | 0 | 0 | 0.00051424 | 0.00078361 | 0 | 0 | 0.00052453 | 0.00079928 | 0 | 0 | 0.00053502 | 0.00081527 | 0 | 0 | 0.00054572 | 0.00083157 | 0 | 0 | 0.00055663 | 0.0008482 | 0 | 0 | 0.00056777 | 0.00086517 | 0 | 0 | 0.00057912 | 0.00088247 | 0 | 0 | 0.0005907 | 0.00090012 | 0 | 0 | 0.00060252 | 0.00091812 | 0 | 0 | 0.00061457 | 0.00093649 | 0 | 0 | 0.00062686 | 0.00095522 | 0 | 0 | 0.0006394 | 0.00097432 | 0 | 0 | 0.00065219 | 0.00099381 | 0 | 0 | 0.00066523 | 0.0010137 | 0 | 0 | 0.00067853 | 0.001034 | 0 | 0 | 0.0006921 | 0.0010546 | 0 | 0 | 0.00070595 | 0.0010757 | 0 | 0 | 0.00072007 | 0.0010972 | 0 | 0 | 0.0007335 | 0.0011177 | 0 | 0 | 0.00074721 | 0.0011386 | 0 | 0 | 0.00076092 | 0.0011595 | 0
T&D ($/annual kWh) | 0 | 16-NRS-Health/Medical–Clinic-LIT_EXT | 10 | TD:0:16-NRS-Health/Medical–Clinic-LIT_EXT:10 | 0 | 0.00052197 | 0.00079539 | 0 | 0 | 0.00053241 | 0.0008113 | 0 | 0 | 0.00054306 | 0.00082752 | 0 | 0 | 0.00055392 | 0.00084407 | 0 | 0 | 0.000565 | 0.00086095 | 0 | 0 | 0.0005763 | 0.00087817 | 0 | 0 | 0.00058783 | 0.00089574 | 0 | 0 | 0.00059958 | 0.00091365 | 0 | 0 | 0.00061158 | 0.00093192 | 0 | 0 | 0.00062381 | 0.00095056 | 0 | 0 | 0.00063628 | 0.00096957 | 0 | 0 | 0.00064901 | 0.00098897 | 0 | 0 | 0.00066199 | 0.0010087 | 0 | 0 | 0.00067523 | 0.0010289 | 0 | 0 | 0.00068873 | 0.0010495 | 0 | 0 | 0.00070251 | 0.0010705 | 0 | 0 | 0.00071656 | 0.0010919 | 0 | 0 | 0.00073089 | 0.0011137 | 0 | 0 | 0.00074551 | 0.001136 | 0 | 0 | 0.00076042 | 0.0011587 | 0 | 0 | 0.00077563 | 0.0011819 | 0 | 0 | 0.00079114 | 0.0012055 | 0 | 0 | 0.0008059 | 0.001228 | 0 | 0 | 0.00082096 | 0.001251 | 0 | 0 | 0.00083602 | 0.0012739 | 0
T&D ($/annual kWh) | 0 | 16-NRS-Health/Medical–Clinic-LIT_EXT | 14 | TD:0:16-NRS-Health/Medical–Clinic-LIT_EXT:14 | 0 | 0.00052492 | 0.00079988 | 0 | 0 | 0.00053542 | 0.00081588 | 0 | 0 | 0.00054613 | 0.0008322 | 0 | 0 | 0.00055705 | 0.00084884 | 0 | 0 | 0.00056819 | 0.00086582 | 0 | 0 | 0.00057956 | 0.00088314 | 0 | 0 | 0.00059115 | 0.0009008 | 0 | 0 | 0.00060297 | 0.00091882 | 0 | 0 | 0.00061503 | 0.00093719 | 0 | 0 | 0.00062733 | 0.00095594 | 0 | 0 | 0.00063988 | 0.00097505 | 0 | 0 | 0.00065268 | 0.00099456 | 0 | 0 | 0.00066573 | 0.0010144 | 0 | 0 | 0.00067905 | 0.0010347 | 0 | 0 | 0.00069263 | 0.0010554 | 0 | 0 | 0.00070648 | 0.0010765 | 0 | 0 | 0.00072061 | 0.0010981 | 0 | 0 | 0.00073502 | 0.00112 | 0 | 0 | 0.00074972 | 0.0011424 | 0 | 0 | 0.00076472 | 0.0011653 | 0 | 0 | 0.00078001 | 0.0011886 | 0 | 0 | 0.00079561 | 0.0012124 | 0 | 0 | 0.00081046 | 0.001235 | 0 | 0 | 0.0008256 | 0.0012581 | 0 | 0 | 0.00084075 | 0.0012811 | 0
T&D ($/annual kWh) | 0 | 16-NRS-Health/Medical–Clinic-LIT_EXT | 15 | TD:0:16-NRS-Health/Medical–Clinic-LIT_EXT:15 | 0 | 0.00057934 | 0.00088115 | 0 | 0 | 0.00059093 | 0.00089878 | 0 | 0 | 0.00060275 | 0.00091675 | 0 | 0 | 0.0006148 | 0.00093509 | 0 | 0 | 0.0006271 | 0.00095379 | 0 | 0 | 0.00063964 | 0.00097286 | 0 | 0 | 0.00065244 | 0.00099232 | 0 | 0 | 0.00066548 | 0.0010122 | 0 | 0 | 0.00067879 | 0.0010324 | 0 | 0 | 0.00069237 | 0.0010531 | 0 | 0 | 0.00070622 | 0.0010741 | 0 | 0 | 0.00072034 | 0.0010956 | 0 | 0 | 0.00073475 | 0.0011175 | 0 | 0 | 0.00074944 | 0.0011399 | 0 | 0 | 0.00076443 | 0.0011627 | 0 | 0 | 0.00077972 | 0.0011859 | 0 | 0 | 0.00079531 | 0.0012096 | 0 | 0 | 0.00081122 | 0.0012338 | 0 | 0 | 0.00082745 | 0.0012585 | 0 | 0 | 0.00084399 | 0.0012837 | 0 | 0 | 0.00086087 | 0.0013093 | 0 | 0 | 0.00087809 | 0.0013355 | 0 | 0 | 0.00089448 | 0.0013605 | 0 | 0 | 0.00091119 | 0.0013859 | 0 | 0 | 0.00092791 | 0.0014113 | 0
T&D ($/annual kWh) | 0 | 16-NRS-Health/Medical–Clinic-LIT_EXT | SYSTEM | TD:0:16-NRS-Health/Medical–Clinic-LIT_EXT:SYSTEM | 0 | 0.00047508 | 0.00072393 | 0 | 0 | 0.00048458 | 0.00073841 | 0 | 0 | 0.00049428 | 0.00075318 | 0 | 0 | 0.00050416 | 0.00076825 | 0 | 0 | 0.00051424 | 0.00078361 | 0 | 0 | 0.00052453 | 0.00079928 | 0 | 0 | 0.00053502 | 0.00081527 | 0 | 0 | 0.00054572 | 0.00083157 | 0 | 0 | 0.00055663 | 0.0008482 | 0 | 0 | 0.00056777 | 0.00086517 | 0 | 0 | 0.00057912 | 0.00088247 | 0 | 0 | 0.0005907 | 0.00090012 | 0 | 0 | 0.00060252 | 0.00091812 | 0 | 0 | 0.00061457 | 0.00093649 | 0 | 0 | 0.00062686 | 0.00095522 | 0 | 0 | 0.0006394 | 0.00097432 | 0 | 0 | 0.00065219 | 0.00099381 | 0 | 0 | 0.00066523 | 0.0010137 | 0 | 0 | 0.00067853 | 0.001034 | 0 | 0 | 0.0006921 | 0.0010546 | 0 | 0 | 0.00070595 | 0.0010757 | 0 | 0 | 0.00072007 | 0.0010972 | 0 | 0 | 0.0007335 | 0.0011177 | 0 | 0 | 0.00074721 | 0.0011386 | 0 | 0 | 0.00076092 | 0.0011595 | 0
T&D ($/annual kWh) | 0 | 16-NRS-Health/Medical–Clinic-REFG | 7 | TD:0:16-NRS-Health/Medical–Clinic-REFG:7 | 0 | 0.0050901 | 0.0077564 | 0 | 0 | 0.0051919 | 0.0079115 | 0 | 0 | 0.0052958 | 0.0080698 | 0 | 0 | 0.0054017 | 0.0082311 | 0 | 0 | 0.0055097 | 0.0083958 | 0 | 0 | 0.0056199 | 0.0085637 | 0 | 0 | 0.0057323 | 0.008735 | 0 | 0 | 0.005847 | 0.0089097 | 0 | 0 | 0.0059639 | 0.0090879 | 0 | 0 | 0.0060832 | 0.0092696 | 0 | 0 | 0.0062048 | 0.009455 | 0 | 0 | 0.0063289 | 0.0096441 | 0 | 0 | 0.0064555 | 0.009837 | 0 | 0 | 0.0065846 | 0.010034 | 0 | 0 | 0.0067163 | 0.010234 | 0 | 0 | 0.0068506 | 0.010439 | 0 | 0 | 0.0069877 | 0.010648 | 0 | 0 | 0.0071274 | 0.010861 | 0 | 0 | 0.00727 | 0.011078 | 0 | 0 | 0.0074154 | 0.0113 | 0 | 0 | 0.0075637 | 0.011526 | 0 | 0 | 0.0077149 | 0.011756 | 0 | 0 | 0.0078589 | 0.011975 | 0 | 0 | 0.0080058 | 0.012199 | 0 | 0 | 0.0081527 | 0.012423 | 0
T&D ($/annual kWh) | 0 | 16-NRS-Health/Medical–Clinic-REFG | 10 | TD:0:16-NRS-Health/Medical–Clinic-REFG:10 | 0 | 0.0055618 | 0.0084751 | 0 | 0 | 0.005673 | 0.0086446 | 0 | 0 | 0.0057865 | 0.0088175 | 0 | 0 | 0.0059022 | 0.0089939 | 0 | 0 | 0.0060203 | 0.0091737 | 0 | 0 | 0.0061407 | 0.0093572 | 0 | 0 | 0.0062635 | 0.0095443 | 0 | 0 | 0.0063887 | 0.0097352 | 0 | 0 | 0.0065165 | 0.0099299 | 0 | 0 | 0.0066469 | 0.010129 | 0 | 0 | 0.0067798 | 0.010331 | 0 | 0 | 0.0069154 | 0.010538 | 0 | 0 | 0.0070537 | 0.010748 | 0 | 0 | 0.0071948 | 0.010963 | 0 | 0 | 0.0073387 | 0.011183 | 0 | 0 | 0.0074854 | 0.011406 | 0 | 0 | 0.0076351 | 0.011635 | 0 | 0 | 0.0077878 | 0.011867 | 0 | 0 | 0.0079436 | 0.012105 | 0 | 0 | 0.0081025 | 0.012347 | 0 | 0 | 0.0082645 | 0.012594 | 0 | 0 | 0.0084298 | 0.012845 | 0 | 0 | 0.0085871 | 0.013085 | 0 | 0 | 0.0087476 | 0.01333 | 0 | 0 | 0.0089081 | 0.013574 | 0
T&D ($/annual kWh) | 0 | 16-NRS-Health/Medical–Clinic-REFG | 14 | TD:0:16-NRS-Health/Medical–Clinic-REFG:14 | 0 | 0.0055915 | 0.0085203 | 0 | 0 | 0.0057033 | 0.0086907 | 0 | 0 | 0.0058174 | 0.0088646 | 0 | 0 | 0.0059337 | 0.0090418 | 0 | 0 | 0.0060524 | 0.0092227 | 0 | 0 | 0.0061734 | 0.0094071 | 0 | 0 | 0.0062969 | 0.0095953 | 0 | 0 | 0.0064228 | 0.0097872 | 0 | 0 | 0.0065513 | 0.0099829 | 0 | 0 | 0.0066823 | 0.010183 | 0 | 0 | 0.006816 | 0.010386 | 0 | 0 | 0.0069523 | 0.010594 | 0 | 0 | 0.0070913 | 0.010806 | 0 | 0 | 0.0072332 | 0.011022 | 0 | 0 | 0.0073778 | 0.011242 | 0 | 0 | 0.0075254 | 0.011467 | 0 | 0 | 0.0076759 | 0.011697 | 0 | 0 | 0.0078294 | 0.011931 | 0 | 0 | 0.007986 | 0.012169 | 0 | 0 | 0.0081457 | 0.012413 | 0 | 0 | 0.0083086 | 0.012661 | 0 | 0 | 0.0084748 | 0.012914 | 0 | 0 | 0.0086329 | 0.013155 | 0 | 0 | 0.0087943 | 0.013401 | 0 | 0 | 0.0089556 | 0.013647 | 0
T&D ($/annual kWh) | 0 | 16-NRS-Health/Medical–Clinic-REFG | 15 | TD:0:16-NRS-Health/Medical–Clinic-REFG:15 | 0 | 0.0055863 | 0.0085116 | 0 | 0 | 0.005698 | 0.0086818 | 0 | 0 | 0.005812 | 0.0088555 | 0 | 0 | 0.0059282 | 0.0090326 | 0 | 0 | 0.0060468 | 0.0092132 | 0 | 0 | 0.0061677 | 0.0093975 | 0 | 0 | 0.0062911 | 0.0095855 | 0 | 0 | 0.0064169 | 0.0097772 | 0 | 0 | 0.0065453 | 0.0099727 | 0 | 0 | 0.0066762 | 0.010172 | 0 | 0 | 0.0068097 | 0.010376 | 0 | 0 | 0.0069459 | 0.010583 | 0 | 0 | 0.0070848 | 0.010795 | 0 | 0 | 0.0072265 | 0.011011 | 0 | 0 | 0.007371 | 0.011231 | 0 | 0 | 0.0075184 | 0.011456 | 0 | 0 | 0.0076688 | 0.011685 | 0 | 0 | 0.0078222 | 0.011918 | 0 | 0 | 0.0079786 | 0.012157 | 0 | 0 | 0.0081382 | 0.0124 | 0 | 0 | 0.008301 | 0.012648 | 0 | 0 | 0.008467 | 0.012901 | 0 | 0 | 0.008625 | 0.013141 | 0 | 0 | 0.0087862 | 0.013387 | 0 | 0 | 0.0089474 | 0.013633 | 0
T&D ($/annual kWh) | 0 | 16-NRS-Health/Medical–Clinic-REFG | SYSTEM | TD:0:16-NRS-Health/Medical–Clinic-REFG:SYSTEM | 0 | 0.0050901 | 0.0077564 | 0 | 0 | 0.0051919 | 0.0079115 | 0 | 0 | 0.0052958 | 0.0080698 | 0 | 0 | 0.0054017 | 0.0082311 | 0 | 0 | 0.0055097 | 0.0083958 | 0 | 0 | 0.0056199 | 0.0085637 | 0 | 0 | 0.0057323 | 0.008735 | 0 | 0 | 0.005847 | 0.0089097 | 0 | 0 | 0.0059639 | 0.0090879 | 0 | 0 | 0.0060832 | 0.0092696 | 0 | 0 | 0.0062048 | 0.009455 | 0 | 0 | 0.0063289 | 0.0096441 | 0 | 0 | 0.0064555 | 0.009837 | 0 | 0 | 0.0065846 | 0.010034 | 0 | 0 | 0.0067163 | 0.010234 | 0 | 0 | 0.0068506 | 0.010439 | 0 | 0 | 0.0069877 | 0.010648 | 0 | 0 | 0.0071274 | 0.010861 | 0 | 0 | 0.00727 | 0.011078 | 0 | 0 | 0.0074154 | 0.0113 | 0 | 0 | 0.0075637 | 0.011526 | 0 | 0 | 0.0077149 | 0.011756 | 0 | 0 | 0.0078589 | 0.011975 | 0 | 0 | 0.0080058 | 0.012199 | 0 | 0 | 0.0081527 | 0.012423 | 0
T&D ($/annual kWh) | 0 | 16-NRS-Health/Medical–Clinic-VENT | 7 | TD:0:16-NRS-Health/Medical–Clinic-VENT:7 | 0 | 0.0074897 | 0.011413 | 0 | 0 | 0.0076395 | 0.011641 | 0 | 0 | 0.0077923 | 0.011874 | 0 | 0 | 0.0079481 | 0.012111 | 0 | 0 | 0.0081071 | 0.012354 | 0 | 0 | 0.0082693 | 0.012601 | 0 | 0 | 0.0084346 | 0.012853 | 0 | 0 | 0.0086033 | 0.01311 | 0 | 0 | 0.0087754 | 0.013372 | 0 | 0 | 0.0089509 | 0.013639 | 0 | 0 | 0.0091299 | 0.013912 | 0 | 0 | 0.0093125 | 0.014191 | 0 | 0 | 0.0094988 | 0.014474 | 0 | 0 | 0.0096887 | 0.014764 | 0 | 0 | 0.0098825 | 0.015059 | 0 | 0 | 0.01008 | 0.01536 | 0 | 0 | 0.010282 | 0.015667 | 0 | 0 | 0.010487 | 0.015981 | 0 | 0 | 0.010697 | 0.0163 | 0 | 0 | 0.010911 | 0.016626 | 0 | 0 | 0.011129 | 0.016959 | 0 | 0 | 0.011352 | 0.017298 | 0 | 0 | 0.011564 | 0.017621 | 0 | 0 | 0.01178 | 0.01795 | 0 | 0 | 0.011996 | 0.01828 | 0
T&D ($/annual kWh) | 0 | 16-NRS-Health/Medical–Clinic-VENT | 10 | TD:0:16-NRS-Health/Medical–Clinic-VENT:10 | 0 | 0.0084065 | 0.01281 | 0 | 0 | 0.0085746 | 0.013066 | 0 | 0 | 0.0087461 | 0.013327 | 0 | 0 | 0.008921 | 0.013594 | 0 | 0 | 0.0090994 | 0.013866 | 0 | 0 | 0.0092814 | 0.014143 | 0 | 0 | 0.009467 | 0.014426 | 0 | 0 | 0.0096564 | 0.014714 | 0 | 0 | 0.0098495 | 0.015009 | 0 | 0 | 0.010047 | 0.015309 | 0 | 0 | 0.010247 | 0.015615 | 0 | 0 | 0.010452 | 0.015927 | 0 | 0 | 0.010661 | 0.016246 | 0 | 0 | 0.010875 | 0.016571 | 0 | 0 | 0.011092 | 0.016902 | 0 | 0 | 0.011314 | 0.01724 | 0 | 0 | 0.01154 | 0.017585 | 0 | 0 | 0.011771 | 0.017937 | 0 | 0 | 0.012007 | 0.018296 | 0 | 0 | 0.012247 | 0.018662 | 0 | 0 | 0.012492 | 0.019035 | 0 | 0 | 0.012741 | 0.019415 | 0 | 0 | 0.012979 | 0.019778 | 0 | 0 | 0.013222 | 0.020147 | 0 | 0 | 0.013464 | 0.020517 | 0
T&D ($/annual kWh) | 0 | 16-NRS-Health/Medical–Clinic-VENT | 14 | TD:0:16-NRS-Health/Medical–Clinic-VENT:14 | 0 | 0.0084642 | 0.012898 | 0 | 0 | 0.0086334 | 0.013156 | 0 | 0 | 0.0088061 | 0.013419 | 0 | 0 | 0.0089822 | 0.013687 | 0 | 0 | 0.0091619 | 0.013961 | 0 | 0 | 0.0093451 | 0.01424 | 0 | 0 | 0.009532 | 0.014525 | 0 | 0 | 0.0097227 | 0.014815 | 0 | 0 | 0.0099171 | 0.015112 | 0 | 0 | 0.010115 | 0.015414 | 0 | 0 | 0.010318 | 0.015722 | 0 | 0 | 0.010524 | 0.016037 | 0 | 0 | 0.010735 | 0.016357 | 0 | 0 | 0.010949 | 0.016685 | 0 | 0 | 0.011168 | 0.017018 | 0 | 0 | 0.011392 | 0.017359 | 0 | 0 | 0.011619 | 0.017706 | 0 | 0 | 0.011852 | 0.01806 | 0 | 0 | 0.012089 | 0.018421 | 0 | 0 | 0.012331 | 0.01879 | 0 | 0 | 0.012577 | 0.019165 | 0 | 0 | 0.012829 | 0.019549 | 0 | 0 | 0.013068 | 0.019913 | 0 | 0 | 0.013312 | 0.020286 | 0 | 0 | 0.013557 | 0.020658 | 0
T&D ($/annual kWh) | 0 | 16-NRS-Health/Medical–Clinic-VENT | 15 | TD:0:16-NRS-Health/Medical–Clinic-VENT:15 | 0 | 0.0084597 | 0.01289 | 0 | 0 | 0.0086289 | 0.013148 | 0 | 0 | 0.0088015 | 0.013411 | 0 | 0 | 0.0089775 | 0.013679 | 0 | 0 | 0.0091571 | 0.013953 | 0 | 0 | 0.0093402 | 0.014232 | 0 | 0 | 0.009527 | 0.014517 | 0 | 0 | 0.0097175 | 0.014807 | 0 | 0 | 0.0099119 | 0.015103 | 0 | 0 | 0.01011 | 0.015405 | 0 | 0 | 0.010312 | 0.015713 | 0 | 0 | 0.010519 | 0.016027 | 0 | 0 | 0.010729 | 0.016348 | 0 | 0 | 0.010944 | 0.016675 | 0 | 0 | 0.011162 | 0.017008 | 0 | 0 | 0.011386 | 0.017349 | 0 | 0 | 0.011613 | 0.017696 | 0 | 0 | 0.011846 | 0.01805 | 0 | 0 | 0.012083 | 0.018411 | 0 | 0 | 0.012324 | 0.018779 | 0 | 0 | 0.012571 | 0.019154 | 0 | 0 | 0.012822 | 0.019537 | 0 | 0 | 0.013061 | 0.019902 | 0 | 0 | 0.013305 | 0.020274 | 0 | 0 | 0.01355 | 0.020646 | 0
T&D ($/annual kWh) | 0 | 16-NRS-Health/Medical–Clinic-VENT | SYSTEM | TD:0:16-NRS-Health/Medical–Clinic-VENT:SYSTEM | 0 | 0.0074897 | 0.011413 | 0 | 0 | 0.0076395 | 0.011641 | 0 | 0 | 0.0077923 | 0.011874 | 0 | 0 | 0.0079481 | 0.012111 | 0 | 0 | 0.0081071 | 0.012354 | 0 | 0 | 0.0082693 | 0.012601 | 0 | 0 | 0.0084346 | 0.012853 | 0 | 0 | 0.0086033 | 0.01311 | 0 | 0 | 0.0087754 | 0.013372 | 0 | 0 | 0.0089509 | 0.013639 | 0 | 0 | 0.0091299 | 0.013912 | 0 | 0 | 0.0093125 | 0.014191 | 0 | 0 | 0.0094988 | 0.014474 | 0 | 0 | 0.0096887 | 0.014764 | 0 | 0 | 0.0098825 | 0.015059 | 0 | 0 | 0.01008 | 0.01536 | 0 | 0 | 0.010282 | 0.015667 | 0 | 0 | 0.010487 | 0.015981 | 0 | 0 | 0.010697 | 0.0163 | 0 | 0 | 0.010911 | 0.016626 | 0 | 0 | 0.011129 | 0.016959 | 0 | 0 | 0.011352 | 0.017298 | 0 | 0 | 0.011564 | 0.017621 | 0 | 0 | 0.01178 | 0.01795 | 0 | 0 | 0.011996 | 0.01828 | 0
T&D ($/annual kWh) | 0 | 17-OFL-Office–Large-Cooling | 7 | TD:0:17-OFL-Office–Large-Cooling:7 | 0 | 0.013148 | 0.020035 | 0 | 0 | 0.013411 | 0.020435 | 0 | 0 | 0.013679 | 0.020844 | 0 | 0 | 0.013952 | 0.021261 | 0 | 0 | 0.014232 | 0.021686 | 0 | 0 | 0.014516 | 0.02212 | 0 | 0 | 0.014807 | 0.022562 | 0 | 0 | 0.015103 | 0.023014 | 0 | 0 | 0.015405 | 0.023474 | 0 | 0 | 0.015713 | 0.023943 | 0 | 0 | 0.016027 | 0.024422 | 0 | 0 | 0.016348 | 0.024911 | 0 | 0 | 0.016675 | 0.025409 | 0 | 0 | 0.017008 | 0.025917 | 0 | 0 | 0.017348 | 0.026435 | 0 | 0 | 0.017695 | 0.026964 | 0 | 0 | 0.018049 | 0.027503 | 0 | 0 | 0.01841 | 0.028053 | 0 | 0 | 0.018778 | 0.028614 | 0 | 0 | 0.019154 | 0.029187 | 0 | 0 | 0.019537 | 0.02977 | 0 | 0 | 0.019928 | 0.030366 | 0 | 0 | 0.020299 | 0.030932 | 0 | 0 | 0.020679 | 0.031511 | 0 | 0 | 0.021058 | 0.032089 | 0
T&D ($/annual kWh) | 0 | 17-OFL-Office–Large-Cooling | 10 | TD:0:17-OFL-Office–Large-Cooling:10 | 0 | 0.013784 | 0.021005 | 0 | 0 | 0.01406 | 0.021425 | 0 | 0 | 0.014341 | 0.021853 | 0 | 0 | 0.014628 | 0.02229 | 0 | 0 | 0.014921 | 0.022736 | 0 | 0 | 0.015219 | 0.023191 | 0 | 0 | 0.015523 | 0.023655 | 0 | 0 | 0.015834 | 0.024128 | 0 | 0 | 0.016151 | 0.02461 | 0 | 0 | 0.016474 | 0.025103 | 0 | 0 | 0.016803 | 0.025605 | 0 | 0 | 0.017139 | 0.026117 | 0 | 0 | 0.017482 | 0.026639 | 0 | 0 | 0.017832 | 0.027172 | 0 | 0 | 0.018188 | 0.027715 | 0 | 0 | 0.018552 | 0.02827 | 0 | 0 | 0.018923 | 0.028835 | 0 | 0 | 0.019301 | 0.029412 | 0 | 0 | 0.019688 | 0.03 | 0 | 0 | 0.020081 | 0.0306 | 0 | 0 | 0.020483 | 0.031212 | 0 | 0 | 0.020893 | 0.031836 | 0 | 0 | 0.021282 | 0.03243 | 0 | 0 | 0.02168 | 0.033036 | 0 | 0 | 0.022078 | 0.033643 | 0
T&D ($/annual kWh) | 0 | 17-OFL-Office–Large-Cooling | 14 | TD:0:17-OFL-Office–Large-Cooling:14 | 0 | 0.013824 | 0.021066 | 0 | 0 | 0.014101 | 0.021487 | 0 | 0 | 0.014383 | 0.021917 | 0 | 0 | 0.014671 | 0.022355 | 0 | 0 | 0.014964 | 0.022802 | 0 | 0 | 0.015263 | 0.023258 | 0 | 0 | 0.015569 | 0.023724 | 0 | 0 | 0.01588 | 0.024198 | 0 | 0 | 0.016198 | 0.024682 | 0 | 0 | 0.016522 | 0.025176 | 0 | 0 | 0.016852 | 0.025679 | 0 | 0 | 0.017189 | 0.026193 | 0 | 0 | 0.017533 | 0.026717 | 0 | 0 | 0.017883 | 0.027251 | 0 | 0 | 0.018241 | 0.027796 | 0 | 0 | 0.018606 | 0.028352 | 0 | 0 | 0.018978 | 0.028919 | 0 | 0 | 0.019358 | 0.029497 | 0 | 0 | 0.019745 | 0.030087 | 0 | 0 | 0.02014 | 0.030689 | 0 | 0 | 0.020542 | 0.031303 | 0 | 0 | 0.020953 | 0.031929 | 0 | 0 | 0.021344 | 0.032525 | 0 | 0 | 0.021743 | 0.033132 | 0 | 0 | 0.022142 | 0.03374 | 0
T&D ($/annual kWh) | 0 | 17-OFL-Office–Large-Cooling | 15 | TD:0:17-OFL-Office–Large-Cooling:15 | 0 | 0.013713 | 0.020894 | 0 | 0 | 0.013987 | 0.021312 | 0 | 0 | 0.014267 | 0.021738 | 0 | 0 | 0.014552 | 0.022173 | 0 | 0 | 0.014843 | 0.022617 | 0 | 0 | 0.01514 | 0.023069 | 0 | 0 | 0.015443 | 0.02353 | 0 | 0 | 0.015751 | 0.024001 | 0 | 0 | 0.016066 | 0.024481 | 0 | 0 | 0.016388 | 0.024971 | 0 | 0 | 0.016716 | 0.02547 | 0 | 0 | 0.01705 | 0.025979 | 0 | 0 | 0.017391 | 0.026499 | 0 | 0 | 0.017739 | 0.027029 | 0 | 0 | 0.018093 | 0.02757 | 0 | 0 | 0.018455 | 0.028121 | 0 | 0 | 0.018824 | 0.028683 | 0 | 0 | 0.019201 | 0.029257 | 0 | 0 | 0.019585 | 0.029842 | 0 | 0 | 0.019977 | 0.030439 | 0 | 0 | 0.020376 | 0.031048 | 0 | 0 | 0.020784 | 0.031669 | 0 | 0 | 0.021172 | 0.03226 | 0 | 0 | 0.021567 | 0.032863 | 0 | 0 | 0.021963 | 0.033465 | 0
T&D ($/annual kWh) | 0 | 17-OFL-Office–Large-Cooling | SYSTEM | TD:0:17-OFL-Office–Large-Cooling:SYSTEM | 0 | 0.013148 | 0.020035 | 0 | 0 | 0.013411 | 0.020435 | 0 | 0 | 0.013679 | 0.020844 | 0 | 0 | 0.013952 | 0.021261 | 0 | 0 | 0.014232 | 0.021686 | 0 | 0 | 0.014516 | 0.02212 | 0 | 0 | 0.014807 | 0.022562 | 0 | 0 | 0.015103 | 0.023014 | 0 | 0 | 0.015405 | 0.023474 | 0 | 0 | 0.015713 | 0.023943 | 0 | 0 | 0.016027 | 0.024422 | 0 | 0 | 0.016348 | 0.024911 | 0 | 0 | 0.016675 | 0.025409 | 0 | 0 | 0.017008 | 0.025917 | 0 | 0 | 0.017348 | 0.026435 | 0 | 0 | 0.017695 | 0.026964 | 0 | 0 | 0.018049 | 0.027503 | 0 | 0 | 0.01841 | 0.028053 | 0 | 0 | 0.018778 | 0.028614 | 0 | 0 | 0.019154 | 0.029187 | 0 | 0 | 0.019537 | 0.02977 | 0 | 0 | 0.019928 | 0.030366 | 0 | 0 | 0.020299 | 0.030932 | 0 | 0 | 0.020679 | 0.031511 | 0 | 0 | 0.021058 | 0.032089 | 0
T&D ($/annual kWh) | 0 | 17-OFL-Office–Large-ExtLight | 7 | TD:0:17-OFL-Office–Large-ExtLight:7 | 0 | 0.00070571 | 0.0010754 | 0 | 0 | 0.00071982 | 0.0010969 | 0 | 0 | 0.00073422 | 0.0011188 | 0 | 0 | 0.0007489 | 0.0011412 | 0 | 0 | 0.00076388 | 0.001164 | 0 | 0 | 0.00077916 | 0.0011873 | 0 | 0 | 0.00079474 | 0.001211 | 0 | 0 | 0.00081063 | 0.0012353 | 0 | 0 | 0.00082685 | 0.00126 | 0 | 0 | 0.00084338 | 0.0012852 | 0 | 0 | 0.00086025 | 0.0013109 | 0 | 0 | 0.00087746 | 0.0013371 | 0 | 0 | 0.000895 | 0.0013638 | 0 | 0 | 0.0009129 | 0.0013911 | 0 | 0 | 0.00093116 | 0.0014189 | 0 | 0 | 0.00094979 | 0.0014473 | 0 | 0 | 0.00096878 | 0.0014762 | 0 | 0 | 0.00098816 | 0.0015058 | 0 | 0 | 0.0010079 | 0.0015359 | 0 | 0 | 0.0010281 | 0.0015666 | 0 | 0 | 0.0010486 | 0.0015979 | 0 | 0 | 0.0010696 | 0.0016299 | 0 | 0 | 0.0010896 | 0.0016603 | 0 | 0 | 0.0011099 | 0.0016913 | 0 | 0 | 0.0011303 | 0.0017224 | 0
T&D ($/annual kWh) | 0 | 17-OFL-Office–Large-ExtLight | 10 | TD:0:17-OFL-Office–Large-ExtLight:10 | 0 | 0.00085294 | 0.0012997 | 0 | 0 | 0.00087 | 0.0013257 | 0 | 0 | 0.0008874 | 0.0013522 | 0 | 0 | 0.00090515 | 0.0013793 | 0 | 0 | 0.00092325 | 0.0014069 | 0 | 0 | 0.00094172 | 0.001435 | 0 | 0 | 0.00096055 | 0.0014637 | 0 | 0 | 0.00097977 | 0.001493 | 0 | 0 | 0.00099936 | 0.0015228 | 0 | 0 | 0.0010193 | 0.0015533 | 0 | 0 | 0.0010397 | 0.0015844 | 0 | 0 | 0.0010605 | 0.001616 | 0 | 0 | 0.0010817 | 0.0016484 | 0 | 0 | 0.0011034 | 0.0016813 | 0 | 0 | 0.0011254 | 0.001715 | 0 | 0 | 0.001148 | 0.0017493 | 0 | 0 | 0.0011709 | 0.0017842 | 0 | 0 | 0.0011943 | 0.0018199 | 0 | 0 | 0.0012182 | 0.0018563 | 0 | 0 | 0.0012426 | 0.0018935 | 0 | 0 | 0.0012674 | 0.0019313 | 0 | 0 | 0.0012928 | 0.0019699 | 0 | 0 | 0.0013169 | 0.0020067 | 0 | 0 | 0.0013415 | 0.0020442 | 0 | 0 | 0.0013661 | 0.0020817 | 0
T&D ($/annual kWh) | 0 | 17-OFL-Office–Large-ExtLight | 14 | TD:0:17-OFL-Office–Large-ExtLight:14 | 0 | 0.00086221 | 0.0013138 | 0 | 0 | 0.00087945 | 0.0013401 | 0 | 0 | 0.00089704 | 0.0013669 | 0 | 0 | 0.00091498 | 0.0013943 | 0 | 0 | 0.00093328 | 0.0014221 | 0 | 0 | 0.00095195 | 0.0014506 | 0 | 0 | 0.00097099 | 0.0014796 | 0 | 0 | 0.00099041 | 0.0015092 | 0 | 0 | 0.0010102 | 0.0015394 | 0 | 0 | 0.0010304 | 0.0015702 | 0 | 0 | 0.001051 | 0.0016016 | 0 | 0 | 0.001072 | 0.0016336 | 0 | 0 | 0.0010935 | 0.0016663 | 0 | 0 | 0.0011154 | 0.0016996 | 0 | 0 | 0.0011377 | 0.0017336 | 0 | 0 | 0.0011604 | 0.0017683 | 0 | 0 | 0.0011836 | 0.0018036 | 0 | 0 | 0.0012073 | 0.0018397 | 0 | 0 | 0.0012314 | 0.0018765 | 0 | 0 | 0.0012561 | 0.001914 | 0 | 0 | 0.0012812 | 0.0019523 | 0 | 0 | 0.0013068 | 0.0019913 | 0 | 0 | 0.0013312 | 0.0020285 | 0 | 0 | 0.0013561 | 0.0020664 | 0 | 0 | 0.001381 | 0.0021043 | 0
T&D ($/annual kWh) | 0 | 17-OFL-Office–Large-ExtLight | 15 | TD:0:17-OFL-Office–Large-ExtLight:15 | 0 | 0.00092834 | 0.0014128 | 0 | 0 | 0.0009469 | 0.0014411 | 0 | 0 | 0.00096584 | 0.0014699 | 0 | 0 | 0.00098516 | 0.0014993 | 0 | 0 | 0.0010049 | 0.0015293 | 0 | 0 | 0.001025 | 0.0015598 | 0 | 0 | 0.0010455 | 0.001591 | 0 | 0 | 0.0010664 | 0.0016229 | 0 | 0 | 0.0010877 | 0.0016553 | 0 | 0 | 0.0011094 | 0.0016884 | 0 | 0 | 0.0011316 | 0.0017222 | 0 | 0 | 0.0011543 | 0.0017566 | 0 | 0 | 0.0011774 | 0.0017918 | 0 | 0 | 0.0012009 | 0.0018276 | 0 | 0 | 0.0012249 | 0.0018642 | 0 | 0 | 0.0012494 | 0.0019014 | 0 | 0 | 0.0012744 | 0.0019395 | 0 | 0 | 0.0012999 | 0.0019783 | 0 | 0 | 0.0013259 | 0.0020178 | 0 | 0 | 0.0013524 | 0.0020582 | 0 | 0 | 0.0013795 | 0.0020994 | 0 | 0 | 0.001407 | 0.0021413 | 0 | 0 | 0.0014333 | 0.0021813 | 0 | 0 | 0.0014601 | 0.0022221 | 0 | 0 | 0.0014869 | 0.0022628 | 0
T&D ($/annual kWh) | 0 | 17-OFL-Office–Large-ExtLight | SYSTEM | TD:0:17-OFL-Office–Large-ExtLight:SYSTEM | 0 | 0.00070571 | 0.0010754 | 0 | 0 | 0.00071982 | 0.0010969 | 0 | 0 | 0.00073422 | 0.0011188 | 0 | 0 | 0.0007489 | 0.0011412 | 0 | 0 | 0.00076388 | 0.001164 | 0 | 0 | 0.00077916 | 0.0011873 | 0 | 0 | 0.00079474 | 0.001211 | 0 | 0 | 0.00081063 | 0.0012353 | 0 | 0 | 0.00082685 | 0.00126 | 0 | 0 | 0.00084338 | 0.0012852 | 0 | 0 | 0.00086025 | 0.0013109 | 0 | 0 | 0.00087746 | 0.0013371 | 0 | 0 | 0.000895 | 0.0013638 | 0 | 0 | 0.0009129 | 0.0013911 | 0 | 0 | 0.00093116 | 0.0014189 | 0 | 0 | 0.00094979 | 0.0014473 | 0 | 0 | 0.00096878 | 0.0014762 | 0 | 0 | 0.00098816 | 0.0015058 | 0 | 0 | 0.0010079 | 0.0015359 | 0 | 0 | 0.0010281 | 0.0015666 | 0 | 0 | 0.0010486 | 0.0015979 | 0 | 0 | 0.0010696 | 0.0016299 | 0 | 0 | 0.0010896 | 0.0016603 | 0 | 0 | 0.0011099 | 0.0016913 | 0 | 0 | 0.0011303 | 0.0017224 | 0
T&D ($/annual kWh) | 0 | 17-OFL-Office–Large-IntLight | 7 | TD:0:17-OFL-Office–Large-IntLight:7 | 0 | 0.0076984 | 0.011731 | 0 | 0 | 0.0078524 | 0.011966 | 0 | 0 | 0.0080095 | 0.012205 | 0 | 0 | 0.0081697 | 0.012449 | 0 | 0 | 0.008333 | 0.012698 | 0 | 0 | 0.0084997 | 0.012952 | 0 | 0 | 0.0086697 | 0.013211 | 0 | 0 | 0.0088431 | 0.013475 | 0 | 0 | 0.00902 | 0.013745 | 0 | 0 | 0.0092004 | 0.01402 | 0 | 0 | 0.0093844 | 0.0143 | 0 | 0 | 0.009572 | 0.014586 | 0 | 0 | 0.0097635 | 0.014878 | 0 | 0 | 0.0099588 | 0.015175 | 0 | 0 | 0.010158 | 0.015479 | 0 | 0 | 0.010361 | 0.015788 | 0 | 0 | 0.010568 | 0.016104 | 0 | 0 | 0.01078 | 0.016426 | 0 | 0 | 0.010995 | 0.016755 | 0 | 0 | 0.011215 | 0.01709 | 0 | 0 | 0.011439 | 0.017432 | 0 | 0 | 0.011668 | 0.01778 | 0 | 0 | 0.011886 | 0.018112 | 0 | 0 | 0.012108 | 0.01845 | 0 | 0 | 0.01233 | 0.018789 | 0
T&D ($/annual kWh) | 0 | 17-OFL-Office–Large-IntLight | 10 | TD:0:17-OFL-Office–Large-IntLight:10 | 0 | 0.0083319 | 0.012696 | 0 | 0 | 0.0084985 | 0.01295 | 0 | 0 | 0.0086685 | 0.013209 | 0 | 0 | 0.0088418 | 0.013473 | 0 | 0 | 0.0090187 | 0.013743 | 0 | 0 | 0.009199 | 0.014018 | 0 | 0 | 0.009383 | 0.014298 | 0 | 0 | 0.0095707 | 0.014584 | 0 | 0 | 0.0097621 | 0.014876 | 0 | 0 | 0.0099573 | 0.015173 | 0 | 0 | 0.010156 | 0.015477 | 0 | 0 | 0.01036 | 0.015786 | 0 | 0 | 0.010567 | 0.016102 | 0 | 0 | 0.010778 | 0.016424 | 0 | 0 | 0.010994 | 0.016752 | 0 | 0 | 0.011214 | 0.017087 | 0 | 0 | 0.011438 | 0.017429 | 0 | 0 | 0.011667 | 0.017778 | 0 | 0 | 0.0119 | 0.018133 | 0 | 0 | 0.012138 | 0.018496 | 0 | 0 | 0.012381 | 0.018866 | 0 | 0 | 0.012628 | 0.019243 | 0 | 0 | 0.012864 | 0.019602 | 0 | 0 | 0.013104 | 0.019969 | 0 | 0 | 0.013345 | 0.020335 | 0
T&D ($/annual kWh) | 0 | 17-OFL-Office–Large-IntLight | 14 | TD:0:17-OFL-Office–Large-IntLight:14 | 0 | 0.0083717 | 0.012757 | 0 | 0 | 0.0085391 | 0.013012 | 0 | 0 | 0.0087099 | 0.013272 | 0 | 0 | 0.0088841 | 0.013538 | 0 | 0 | 0.0090618 | 0.013808 | 0 | 0 | 0.009243 | 0.014085 | 0 | 0 | 0.0094279 | 0.014366 | 0 | 0 | 0.0096165 | 0.014654 | 0 | 0 | 0.0098088 | 0.014947 | 0 | 0 | 0.010005 | 0.015246 | 0 | 0 | 0.010205 | 0.015551 | 0 | 0 | 0.010409 | 0.015862 | 0 | 0 | 0.010617 | 0.016179 | 0 | 0 | 0.01083 | 0.016502 | 0 | 0 | 0.011046 | 0.016832 | 0 | 0 | 0.011267 | 0.017169 | 0 | 0 | 0.011493 | 0.017512 | 0 | 0 | 0.011722 | 0.017863 | 0 | 0 | 0.011957 | 0.01822 | 0 | 0 | 0.012196 | 0.018584 | 0 | 0 | 0.01244 | 0.018956 | 0 | 0 | 0.012689 | 0.019335 | 0 | 0 | 0.012925 | 0.019696 | 0 | 0 | 0.013167 | 0.020064 | 0 | 0 | 0.013409 | 0.020432 | 0
T&D ($/annual kWh) | 0 | 17-OFL-Office–Large-IntLight | 15 | TD:0:17-OFL-Office–Large-IntLight:15 | 0 | 0.0083284 | 0.01269 | 0 | 0 | 0.008495 | 0.012944 | 0 | 0 | 0.0086649 | 0.013203 | 0 | 0 | 0.0088381 | 0.013467 | 0 | 0 | 0.0090149 | 0.013736 | 0 | 0 | 0.0091952 | 0.014011 | 0 | 0 | 0.0093791 | 0.014291 | 0 | 0 | 0.0095667 | 0.014577 | 0 | 0 | 0.009758 | 0.014869 | 0 | 0 | 0.0099532 | 0.015166 | 0 | 0 | 0.010152 | 0.015469 | 0 | 0 | 0.010355 | 0.015779 | 0 | 0 | 0.010562 | 0.016094 | 0 | 0 | 0.010774 | 0.016416 | 0 | 0 | 0.010989 | 0.016745 | 0 | 0 | 0.011209 | 0.01708 | 0 | 0 | 0.011433 | 0.017421 | 0 | 0 | 0.011662 | 0.01777 | 0 | 0 | 0.011895 | 0.018125 | 0 | 0 | 0.012133 | 0.018487 | 0 | 0 | 0.012376 | 0.018857 | 0 | 0 | 0.012623 | 0.019234 | 0 | 0 | 0.012859 | 0.019593 | 0 | 0 | 0.013099 | 0.019959 | 0 | 0 | 0.013339 | 0.020326 | 0
T&D ($/annual kWh) | 0 | 17-OFL-Office–Large-IntLight | SYSTEM | TD:0:17-OFL-Office–Large-IntLight:SYSTEM | 0 | 0.0076984 | 0.011731 | 0 | 0 | 0.0078524 | 0.011966 | 0 | 0 | 0.0080095 | 0.012205 | 0 | 0 | 0.0081697 | 0.012449 | 0 | 0 | 0.008333 | 0.012698 | 0 | 0 | 0.0084997 | 0.012952 | 0 | 0 | 0.0086697 | 0.013211 | 0 | 0 | 0.0088431 | 0.013475 | 0 | 0 | 0.00902 | 0.013745 | 0 | 0 | 0.0092004 | 0.01402 | 0 | 0 | 0.0093844 | 0.0143 | 0 | 0 | 0.009572 | 0.014586 | 0 | 0 | 0.0097635 | 0.014878 | 0 | 0 | 0.0099588 | 0.015175 | 0 | 0 | 0.010158 | 0.015479 | 0 | 0 | 0.010361 | 0.015788 | 0 | 0 | 0.010568 | 0.016104 | 0 | 0 | 0.01078 | 0.016426 | 0 | 0 | 0.010995 | 0.016755 | 0 | 0 | 0.011215 | 0.01709 | 0 | 0 | 0.011439 | 0.017432 | 0 | 0 | 0.011668 | 0.01778 | 0 | 0 | 0.011886 | 0.018112 | 0 | 0 | 0.012108 | 0.01845 | 0 | 0 | 0.01233 | 0.018789 | 0
T&D ($/annual kWh) | 0 | 17-OFL-Office–Large-OffEquip | 7 | TD:0:17-OFL-Office–Large-OffEquip:7 | 0 | 0.0053543 | 0.0081589 | 0 | 0 | 0.0054614 | 0.0083221 | 0 | 0 | 0.0055706 | 0.0084885 | 0 | 0 | 0.005682 | 0.0086583 | 0 | 0 | 0.0057956 | 0.0088315 | 0 | 0 | 0.0059116 | 0.0090081 | 0 | 0 | 0.0060298 | 0.0091883 | 0 | 0 | 0.0061504 | 0.009372 | 0 | 0 | 0.0062734 | 0.0095595 | 0 | 0 | 0.0063989 | 0.0097506 | 0 | 0 | 0.0065268 | 0.0099457 | 0 | 0 | 0.0066574 | 0.010145 | 0 | 0 | 0.0067905 | 0.010347 | 0 | 0 | 0.0069263 | 0.010554 | 0 | 0 | 0.0070649 | 0.010766 | 0 | 0 | 0.0072062 | 0.010981 | 0 | 0 | 0.0073503 | 0.0112 | 0 | 0 | 0.0074973 | 0.011424 | 0 | 0 | 0.0076472 | 0.011653 | 0 | 0 | 0.0078002 | 0.011886 | 0 | 0 | 0.0079562 | 0.012124 | 0 | 0 | 0.0081153 | 0.012366 | 0 | 0 | 0.0082667 | 0.012597 | 0 | 0 | 0.0084212 | 0.012832 | 0 | 0 | 0.0085757 | 0.013068 | 0
T&D ($/annual kWh) | 0 | 17-OFL-Office–Large-OffEquip | 10 | TD:0:17-OFL-Office–Large-OffEquip:10 | 0 | 0.0056305 | 0.0085798 | 0 | 0 | 0.0057431 | 0.0087514 | 0 | 0 | 0.005858 | 0.0089264 | 0 | 0 | 0.0059751 | 0.009105 | 0 | 0 | 0.0060946 | 0.0092871 | 0 | 0 | 0.0062165 | 0.0094728 | 0 | 0 | 0.0063409 | 0.0096623 | 0 | 0 | 0.0064677 | 0.0098555 | 0 | 0 | 0.006597 | 0.010053 | 0 | 0 | 0.006729 | 0.010254 | 0 | 0 | 0.0068636 | 0.010459 | 0 | 0 | 0.0070008 | 0.010668 | 0 | 0 | 0.0071408 | 0.010881 | 0 | 0 | 0.0072837 | 0.011099 | 0 | 0 | 0.0074293 | 0.011321 | 0 | 0 | 0.0075779 | 0.011547 | 0 | 0 | 0.0077295 | 0.011778 | 0 | 0 | 0.0078841 | 0.012014 | 0 | 0 | 0.0080417 | 0.012254 | 0 | 0 | 0.0082026 | 0.012499 | 0 | 0 | 0.0083666 | 0.012749 | 0 | 0 | 0.008534 | 0.013004 | 0 | 0 | 0.0086932 | 0.013247 | 0 | 0 | 0.0088557 | 0.013494 | 0 | 0 | 0.0090181 | 0.013742 | 0
T&D ($/annual kWh) | 0 | 17-OFL-Office–Large-OffEquip | 14 | TD:0:17-OFL-Office–Large-OffEquip:14 | 0 | 0.0056479 | 0.0086063 | 0 | 0 | 0.0057608 | 0.0087784 | 0 | 0 | 0.0058761 | 0.008954 | 0 | 0 | 0.0059936 | 0.0091331 | 0 | 0 | 0.0061135 | 0.0093157 | 0 | 0 | 0.0062357 | 0.009502 | 0 | 0 | 0.0063604 | 0.0096921 | 0 | 0 | 0.0064876 | 0.0098859 | 0 | 0 | 0.0066174 | 0.010084 | 0 | 0 | 0.0067497 | 0.010285 | 0 | 0 | 0.0068847 | 0.010491 | 0 | 0 | 0.0070224 | 0.010701 | 0 | 0 | 0.0071629 | 0.010915 | 0 | 0 | 0.0073061 | 0.011133 | 0 | 0 | 0.0074523 | 0.011356 | 0 | 0 | 0.0076013 | 0.011583 | 0 | 0 | 0.0077533 | 0.011815 | 0 | 0 | 0.0079084 | 0.012051 | 0 | 0 | 0.0080666 | 0.012292 | 0 | 0 | 0.0082279 | 0.012538 | 0 | 0 | 0.0083925 | 0.012789 | 0 | 0 | 0.0085603 | 0.013044 | 0 | 0 | 0.00872 | 0.013288 | 0 | 0 | 0.008883 | 0.013536 | 0 | 0 | 0.009046 | 0.013784 | 0
T&D ($/annual kWh) | 0 | 17-OFL-Office–Large-OffEquip | 15 | TD:0:17-OFL-Office–Large-OffEquip:15 | 0 | 0.0056163 | 0.0085574 | 0 | 0 | 0.0057286 | 0.0087285 | 0 | 0 | 0.0058432 | 0.0089031 | 0 | 0 | 0.0059601 | 0.0090812 | 0 | 0 | 0.0060793 | 0.0092628 | 0 | 0 | 0.0062009 | 0.009448 | 0 | 0 | 0.0063249 | 0.009637 | 0 | 0 | 0.0064514 | 0.0098297 | 0 | 0 | 0.0065804 | 0.010026 | 0 | 0 | 0.006712 | 0.010227 | 0 | 0 | 0.0068463 | 0.010431 | 0 | 0 | 0.0069832 | 0.01064 | 0 | 0 | 0.0071228 | 0.010853 | 0 | 0 | 0.0072653 | 0.01107 | 0 | 0 | 0.0074106 | 0.011291 | 0 | 0 | 0.0075588 | 0.011517 | 0 | 0 | 0.00771 | 0.011747 | 0 | 0 | 0.0078642 | 0.011982 | 0 | 0 | 0.0080215 | 0.012222 | 0 | 0 | 0.0081819 | 0.012466 | 0 | 0 | 0.0083455 | 0.012716 | 0 | 0 | 0.0085125 | 0.01297 | 0 | 0 | 0.0086713 | 0.013212 | 0 | 0 | 0.0088334 | 0.013459 | 0 | 0 | 0.0089954 | 0.013706 | 0
T&D ($/annual kWh) | 0 | 17-OFL-Office–Large-OffEquip | SYSTEM | TD:0:17-OFL-Office–Large-OffEquip:SYSTEM | 0 | 0.0053543 | 0.0081589 | 0 | 0 | 0.0054614 | 0.0083221 | 0 | 0 | 0.0055706 | 0.0084885 | 0 | 0 | 0.005682 | 0.0086583 | 0 | 0 | 0.0057956 | 0.0088315 | 0 | 0 | 0.0059116 | 0.0090081 | 0 | 0 | 0.0060298 | 0.0091883 | 0 | 0 | 0.0061504 | 0.009372 | 0 | 0 | 0.0062734 | 0.0095595 | 0 | 0 | 0.0063989 | 0.0097506 | 0 | 0 | 0.0065268 | 0.0099457 | 0 | 0 | 0.0066574 | 0.010145 | 0 | 0 | 0.0067905 | 0.010347 | 0 | 0 | 0.0069263 | 0.010554 | 0 | 0 | 0.0070649 | 0.010766 | 0 | 0 | 0.0072062 | 0.010981 | 0 | 0 | 0.0073503 | 0.0112 | 0 | 0 | 0.0074973 | 0.011424 | 0 | 0 | 0.0076472 | 0.011653 | 0 | 0 | 0.0078002 | 0.011886 | 0 | 0 | 0.0079562 | 0.012124 | 0 | 0 | 0.0081153 | 0.012366 | 0 | 0 | 0.0082667 | 0.012597 | 0 | 0 | 0.0084212 | 0.012832 | 0 | 0 | 0.0085757 | 0.013068 | 0
T&D ($/annual kWh) | 0 | 17-OFL-Office–Large-Refrig | 7 | TD:0:17-OFL-Office–Large-Refrig:7 | 0 | 0.004469 | 0.0068099 | 0 | 0 | 0.0045584 | 0.0069461 | 0 | 0 | 0.0046496 | 0.007085 | 0 | 0 | 0.0047426 | 0.0072268 | 0 | 0 | 0.0048374 | 0.0073713 | 0 | 0 | 0.0049342 | 0.0075187 | 0 | 0 | 0.0050328 | 0.0076691 | 0 | 0 | 0.0051335 | 0.0078225 | 0 | 0 | 0.0052362 | 0.0079789 | 0 | 0 | 0.0053409 | 0.0081385 | 0 | 0 | 0.0054477 | 0.0083013 | 0 | 0 | 0.0055567 | 0.0084673 | 0 | 0 | 0.0056678 | 0.0086366 | 0 | 0 | 0.0057811 | 0.0088094 | 0 | 0 | 0.0058968 | 0.0089856 | 0 | 0 | 0.0060147 | 0.0091653 | 0 | 0 | 0.006135 | 0.0093486 | 0 | 0 | 0.0062577 | 0.0095355 | 0 | 0 | 0.0063829 | 0.0097263 | 0 | 0 | 0.0065105 | 0.0099208 | 0 | 0 | 0.0066407 | 0.010119 | 0 | 0 | 0.0067735 | 0.010322 | 0 | 0 | 0.0068999 | 0.010514 | 0 | 0 | 0.0070289 | 0.010711 | 0 | 0 | 0.0071578 | 0.010907 | 0
T&D ($/annual kWh) | 0 | 17-OFL-Office–Large-Refrig | 10 | TD:0:17-OFL-Office–Large-Refrig:10 | 0 | 0.0048484 | 0.0073881 | 0 | 0 | 0.0049454 | 0.0075358 | 0 | 0 | 0.0050443 | 0.0076866 | 0 | 0 | 0.0051452 | 0.0078403 | 0 | 0 | 0.0052481 | 0.0079971 | 0 | 0 | 0.0053531 | 0.008157 | 0 | 0 | 0.0054601 | 0.0083202 | 0 | 0 | 0.0055693 | 0.0084866 | 0 | 0 | 0.0056807 | 0.0086563 | 0 | 0 | 0.0057943 | 0.0088294 | 0 | 0 | 0.0059102 | 0.009006 | 0 | 0 | 0.0060284 | 0.0091861 | 0 | 0 | 0.006149 | 0.0093699 | 0 | 0 | 0.006272 | 0.0095573 | 0 | 0 | 0.0063974 | 0.0097484 | 0 | 0 | 0.0065253 | 0.0099434 | 0 | 0 | 0.0066559 | 0.010142 | 0 | 0 | 0.006789 | 0.010345 | 0 | 0 | 0.0069247 | 0.010552 | 0 | 0 | 0.0070632 | 0.010763 | 0 | 0 | 0.0072045 | 0.010978 | 0 | 0 | 0.0073486 | 0.011198 | 0 | 0 | 0.0074857 | 0.011407 | 0 | 0 | 0.0076256 | 0.01162 | 0 | 0 | 0.0077655 | 0.011833 | 0
T&D ($/annual kWh) | 0 | 17-OFL-Office–Large-Refrig | 14 | TD:0:17-OFL-Office–Large-Refrig:14 | 0 | 0.0048723 | 0.0074245 | 0 | 0 | 0.0049697 | 0.0075729 | 0 | 0 | 0.0050691 | 0.0077244 | 0 | 0 | 0.0051705 | 0.0078789 | 0 | 0 | 0.0052739 | 0.0080365 | 0 | 0 | 0.0053794 | 0.0081972 | 0 | 0 | 0.005487 | 0.0083611 | 0 | 0 | 0.0055967 | 0.0085284 | 0 | 0 | 0.0057087 | 0.0086989 | 0 | 0 | 0.0058229 | 0.0088729 | 0 | 0 | 0.0059393 | 0.0090504 | 0 | 0 | 0.0060581 | 0.0092314 | 0 | 0 | 0.0061793 | 0.009416 | 0 | 0 | 0.0063028 | 0.0096043 | 0 | 0 | 0.0064289 | 0.0097964 | 0 | 0 | 0.0065575 | 0.0099923 | 0 | 0 | 0.0066886 | 0.010192 | 0 | 0 | 0.0068224 | 0.010396 | 0 | 0 | 0.0069588 | 0.010604 | 0 | 0 | 0.007098 | 0.010816 | 0 | 0 | 0.00724 | 0.011032 | 0 | 0 | 0.0073848 | 0.011253 | 0 | 0 | 0.0075226 | 0.011463 | 0 | 0 | 0.0076632 | 0.011677 | 0 | 0 | 0.0078038 | 0.011891 | 0
T&D ($/annual kWh) | 0 | 17-OFL-Office–Large-Refrig | 15 | TD:0:17-OFL-Office–Large-Refrig:15 | 0 | 0.0048703 | 0.0074205 | 0 | 0 | 0.0049678 | 0.007569 | 0 | 0 | 0.0050671 | 0.0077203 | 0 | 0 | 0.0051684 | 0.0078747 | 0 | 0 | 0.0052718 | 0.0080322 | 0 | 0 | 0.0053773 | 0.0081929 | 0 | 0 | 0.0054848 | 0.0083567 | 0 | 0 | 0.0055945 | 0.0085239 | 0 | 0 | 0.0057064 | 0.0086943 | 0 | 0 | 0.0058205 | 0.0088682 | 0 | 0 | 0.0059369 | 0.0090456 | 0 | 0 | 0.0060557 | 0.0092265 | 0 | 0 | 0.0061768 | 0.009411 | 0 | 0 | 0.0063003 | 0.0095993 | 0 | 0 | 0.0064263 | 0.0097912 | 0 | 0 | 0.0065548 | 0.0099871 | 0 | 0 | 0.0066859 | 0.010187 | 0 | 0 | 0.0068197 | 0.010391 | 0 | 0 | 0.0069561 | 0.010598 | 0 | 0 | 0.0070952 | 0.01081 | 0 | 0 | 0.0072371 | 0.011027 | 0 | 0 | 0.0073818 | 0.011247 | 0 | 0 | 0.0075196 | 0.011457 | 0 | 0 | 0.0076601 | 0.011671 | 0 | 0 | 0.0078006 | 0.011885 | 0
T&D ($/annual kWh) | 0 | 17-OFL-Office–Large-Refrig | SYSTEM | TD:0:17-OFL-Office–Large-Refrig:SYSTEM | 0 | 0.004469 | 0.0068099 | 0 | 0 | 0.0045584 | 0.0069461 | 0 | 0 | 0.0046496 | 0.007085 | 0 | 0 | 0.0047426 | 0.0072268 | 0 | 0 | 0.0048374 | 0.0073713 | 0 | 0 | 0.0049342 | 0.0075187 | 0 | 0 | 0.0050328 | 0.0076691 | 0 | 0 | 0.0051335 | 0.0078225 | 0 | 0 | 0.0052362 | 0.0079789 | 0 | 0 | 0.0053409 | 0.0081385 | 0 | 0 | 0.0054477 | 0.0083013 | 0 | 0 | 0.0055567 | 0.0084673 | 0 | 0 | 0.0056678 | 0.0086366 | 0 | 0 | 0.0057811 | 0.0088094 | 0 | 0 | 0.0058968 | 0.0089856 | 0 | 0 | 0.0060147 | 0.0091653 | 0 | 0 | 0.006135 | 0.0093486 | 0 | 0 | 0.0062577 | 0.0095355 | 0 | 0 | 0.0063829 | 0.0097263 | 0 | 0 | 0.0065105 | 0.0099208 | 0 | 0 | 0.0066407 | 0.010119 | 0 | 0 | 0.0067735 | 0.010322 | 0 | 0 | 0.0068999 | 0.010514 | 0 | 0 | 0.0070289 | 0.010711 | 0 | 0 | 0.0071578 | 0.010907 | 0
T&D ($/annual kWh) | 0 | 17-OFL-Office–Large-Vent/Fan | 7 | TD:0:17-OFL-Office–Large-Vent/Fan:7 | 0 | 0.0054551 | 0.0083125 | 0 | 0 | 0.0055642 | 0.0084787 | 0 | 0 | 0.0056755 | 0.0086483 | 0 | 0 | 0.005789 | 0.0088213 | 0 | 0 | 0.0059047 | 0.0089977 | 0 | 0 | 0.0060228 | 0.0091777 | 0 | 0 | 0.0061433 | 0.0093612 | 0 | 0 | 0.0062662 | 0.0095484 | 0 | 0 | 0.0063915 | 0.0097394 | 0 | 0 | 0.0065193 | 0.0099342 | 0 | 0 | 0.0066497 | 0.010133 | 0 | 0 | 0.0067827 | 0.010336 | 0 | 0 | 0.0069184 | 0.010542 | 0 | 0 | 0.0070567 | 0.010753 | 0 | 0 | 0.0071979 | 0.010968 | 0 | 0 | 0.0073418 | 0.011188 | 0 | 0 | 0.0074887 | 0.011411 | 0 | 0 | 0.0076384 | 0.01164 | 0 | 0 | 0.0077912 | 0.011872 | 0 | 0 | 0.007947 | 0.01211 | 0 | 0 | 0.008106 | 0.012352 | 0 | 0 | 0.0082681 | 0.012599 | 0 | 0 | 0.0084224 | 0.012834 | 0 | 0 | 0.0085798 | 0.013074 | 0 | 0 | 0.0087372 | 0.013314 | 0
T&D ($/annual kWh) | 0 | 17-OFL-Office–Large-Vent/Fan | 10 | TD:0:17-OFL-Office–Large-Vent/Fan:10 | 0 | 0.005574 | 0.0084938 | 0 | 0 | 0.0056855 | 0.0086636 | 0 | 0 | 0.0057992 | 0.0088369 | 0 | 0 | 0.0059152 | 0.0090136 | 0 | 0 | 0.0060335 | 0.0091939 | 0 | 0 | 0.0061542 | 0.0093778 | 0 | 0 | 0.0062773 | 0.0095653 | 0 | 0 | 0.0064028 | 0.0097567 | 0 | 0 | 0.0065309 | 0.0099518 | 0 | 0 | 0.0066615 | 0.010151 | 0 | 0 | 0.0067947 | 0.010354 | 0 | 0 | 0.0069306 | 0.010561 | 0 | 0 | 0.0070692 | 0.010772 | 0 | 0 | 0.0072106 | 0.010988 | 0 | 0 | 0.0073548 | 0.011207 | 0 | 0 | 0.0075019 | 0.011431 | 0 | 0 | 0.0076519 | 0.01166 | 0 | 0 | 0.007805 | 0.011893 | 0 | 0 | 0.0079611 | 0.012131 | 0 | 0 | 0.0081203 | 0.012374 | 0 | 0 | 0.0082827 | 0.012621 | 0 | 0 | 0.0084484 | 0.012874 | 0 | 0 | 0.008606 | 0.013114 | 0 | 0 | 0.0087668 | 0.013359 | 0 | 0 | 0.0089277 | 0.013604 | 0
T&D ($/annual kWh) | 0 | 17-OFL-Office–Large-Vent/Fan | 14 | TD:0:17-OFL-Office–Large-Vent/Fan:14 | 0 | 0.0055815 | 0.0085052 | 0 | 0 | 0.0056931 | 0.0086753 | 0 | 0 | 0.005807 | 0.0088488 | 0 | 0 | 0.0059231 | 0.0090257 | 0 | 0 | 0.0060416 | 0.0092063 | 0 | 0 | 0.0061624 | 0.0093904 | 0 | 0 | 0.0062857 | 0.0095782 | 0 | 0 | 0.0064114 | 0.0097698 | 0 | 0 | 0.0065396 | 0.0099652 | 0 | 0 | 0.0066704 | 0.010164 | 0 | 0 | 0.0068038 | 0.010368 | 0 | 0 | 0.0069399 | 0.010575 | 0 | 0 | 0.0070787 | 0.010787 | 0 | 0 | 0.0072203 | 0.011002 | 0 | 0 | 0.0073647 | 0.011222 | 0 | 0 | 0.007512 | 0.011447 | 0 | 0 | 0.0076622 | 0.011676 | 0 | 0 | 0.0078155 | 0.011909 | 0 | 0 | 0.0079718 | 0.012147 | 0 | 0 | 0.0081312 | 0.01239 | 0 | 0 | 0.0082938 | 0.012638 | 0 | 0 | 0.0084597 | 0.012891 | 0 | 0 | 0.0086176 | 0.013132 | 0 | 0 | 0.0087786 | 0.013377 | 0 | 0 | 0.0089397 | 0.013622 | 0
T&D ($/annual kWh) | 0 | 17-OFL-Office–Large-Vent/Fan | 15 | TD:0:17-OFL-Office–Large-Vent/Fan:15 | 0 | 0.0055315 | 0.0084282 | 0 | 0 | 0.0056421 | 0.0085967 | 0 | 0 | 0.005755 | 0.0087687 | 0 | 0 | 0.0058701 | 0.008944 | 0 | 0 | 0.0059875 | 0.0091229 | 0 | 0 | 0.0061072 | 0.0093054 | 0 | 0 | 0.0062294 | 0.0094915 | 0 | 0 | 0.006354 | 0.0096813 | 0 | 0 | 0.006481 | 0.009875 | 0 | 0 | 0.0066107 | 0.010072 | 0 | 0 | 0.0067429 | 0.010274 | 0 | 0 | 0.0068777 | 0.010479 | 0 | 0 | 0.0070153 | 0.010689 | 0 | 0 | 0.0071556 | 0.010903 | 0 | 0 | 0.0072987 | 0.011121 | 0 | 0 | 0.0074447 | 0.011343 | 0 | 0 | 0.0075936 | 0.01157 | 0 | 0 | 0.0077455 | 0.011801 | 0 | 0 | 0.0079004 | 0.012038 | 0 | 0 | 0.0080584 | 0.012278 | 0 | 0 | 0.0082195 | 0.012524 | 0 | 0 | 0.0083839 | 0.012774 | 0 | 0 | 0.0085404 | 0.013013 | 0 | 0 | 0.0087 | 0.013256 | 0 | 0 | 0.0088596 | 0.013499 | 0
T&D ($/annual kWh) | 0 | 17-OFL-Office–Large-Vent/Fan | SYSTEM | TD:0:17-OFL-Office–Large-Vent/Fan:SYSTEM | 0 | 0.0054551 | 0.0083125 | 0 | 0 | 0.0055642 | 0.0084787 | 0 | 0 | 0.0056755 | 0.0086483 | 0 | 0 | 0.005789 | 0.0088213 | 0 | 0 | 0.0059047 | 0.0089977 | 0 | 0 | 0.0060228 | 0.0091777 | 0 | 0 | 0.0061433 | 0.0093612 | 0 | 0 | 0.0062662 | 0.0095484 | 0 | 0 | 0.0063915 | 0.0097394 | 0 | 0 | 0.0065193 | 0.0099342 | 0 | 0 | 0.0066497 | 0.010133 | 0 | 0 | 0.0067827 | 0.010336 | 0 | 0 | 0.0069184 | 0.010542 | 0 | 0 | 0.0070567 | 0.010753 | 0 | 0 | 0.0071979 | 0.010968 | 0 | 0 | 0.0073418 | 0.011188 | 0 | 0 | 0.0074887 | 0.011411 | 0 | 0 | 0.0076384 | 0.01164 | 0 | 0 | 0.0077912 | 0.011872 | 0 | 0 | 0.007947 | 0.01211 | 0 | 0 | 0.008106 | 0.012352 | 0 | 0 | 0.0082681 | 0.012599 | 0 | 0 | 0.0084224 | 0.012834 | 0 | 0 | 0.0085798 | 0.013074 | 0 | 0 | 0.0087372 | 0.013314 | 0
T&D ($/annual kWh) | 0 | 18-OFS-Office–Small-Cooling | 7 | TD:0:18-OFS-Office–Small-Cooling:7 | 0 | 0.014988 | 0.022839 | 0 | 0 | 0.015288 | 0.023296 | 0 | 0 | 0.015593 | 0.023761 | 0 | 0 | 0.015905 | 0.024237 | 0 | 0 | 0.016223 | 0.024721 | 0 | 0 | 0.016548 | 0.025216 | 0 | 0 | 0.016879 | 0.02572 | 0 | 0 | 0.017216 | 0.026235 | 0 | 0 | 0.017561 | 0.026759 | 0 | 0 | 0.017912 | 0.027294 | 0 | 0 | 0.01827 | 0.02784 | 0 | 0 | 0.018636 | 0.028397 | 0 | 0 | 0.019008 | 0.028965 | 0 | 0 | 0.019388 | 0.029544 | 0 | 0 | 0.019776 | 0.030135 | 0 | 0 | 0.020172 | 0.030738 | 0 | 0 | 0.020575 | 0.031353 | 0 | 0 | 0.020987 | 0.03198 | 0 | 0 | 0.021406 | 0.032619 | 0 | 0 | 0.021835 | 0.033272 | 0 | 0 | 0.022271 | 0.033937 | 0 | 0 | 0.022717 | 0.034616 | 0 | 0 | 0.023141 | 0.035262 | 0 | 0 | 0.023573 | 0.035921 | 0 | 0 | 0.024006 | 0.03658 | 0
T&D ($/annual kWh) | 0 | 18-OFS-Office–Small-Cooling | 10 | TD:0:18-OFS-Office–Small-Cooling:10 | 0 | 0.016293 | 0.024827 | 0 | 0 | 0.016618 | 0.025323 | 0 | 0 | 0.016951 | 0.02583 | 0 | 0 | 0.01729 | 0.026346 | 0 | 0 | 0.017636 | 0.026873 | 0 | 0 | 0.017988 | 0.027411 | 0 | 0 | 0.018348 | 0.027959 | 0 | 0 | 0.018715 | 0.028518 | 0 | 0 | 0.019089 | 0.029089 | 0 | 0 | 0.019471 | 0.02967 | 0 | 0 | 0.019861 | 0.030264 | 0 | 0 | 0.020258 | 0.030869 | 0 | 0 | 0.020663 | 0.031486 | 0 | 0 | 0.021076 | 0.032116 | 0 | 0 | 0.021498 | 0.032758 | 0 | 0 | 0.021928 | 0.033414 | 0 | 0 | 0.022366 | 0.034082 | 0 | 0 | 0.022814 | 0.034763 | 0 | 0 | 0.02327 | 0.035459 | 0 | 0 | 0.023735 | 0.036168 | 0 | 0 | 0.02421 | 0.036891 | 0 | 0 | 0.024694 | 0.037629 | 0 | 0 | 0.025155 | 0.038331 | 0 | 0 | 0.025625 | 0.039048 | 0 | 0 | 0.026095 | 0.039764 | 0
T&D ($/annual kWh) | 0 | 18-OFS-Office–Small-Cooling | 14 | TD:0:18-OFS-Office–Small-Cooling:14 | 0 | 0.016375 | 0.024952 | 0 | 0 | 0.016702 | 0.025451 | 0 | 0 | 0.017036 | 0.02596 | 0 | 0 | 0.017377 | 0.026479 | 0 | 0 | 0.017724 | 0.027009 | 0 | 0 | 0.018079 | 0.027549 | 0 | 0 | 0.018441 | 0.0281 | 0 | 0 | 0.018809 | 0.028662 | 0 | 0 | 0.019186 | 0.029235 | 0 | 0 | 0.019569 | 0.02982 | 0 | 0 | 0.019961 | 0.030416 | 0 | 0 | 0.02036 | 0.031025 | 0 | 0 | 0.020767 | 0.031645 | 0 | 0 | 0.021182 | 0.032278 | 0 | 0 | 0.021606 | 0.032923 | 0 | 0 | 0.022038 | 0.033582 | 0 | 0 | 0.022479 | 0.034254 | 0 | 0 | 0.022928 | 0.034939 | 0 | 0 | 0.023387 | 0.035637 | 0 | 0 | 0.023855 | 0.03635 | 0 | 0 | 0.024332 | 0.037077 | 0 | 0 | 0.024819 | 0.037819 | 0 | 0 | 0.025282 | 0.038524 | 0 | 0 | 0.025754 | 0.039244 | 0 | 0 | 0.026227 | 0.039964 | 0
T&D ($/annual kWh) | 0 | 18-OFS-Office–Small-Cooling | 15 | TD:0:18-OFS-Office–Small-Cooling:15 | 0 | 0.016286 | 0.024816 | 0 | 0 | 0.016612 | 0.025313 | 0 | 0 | 0.016944 | 0.025819 | 0 | 0 | 0.017283 | 0.026335 | 0 | 0 | 0.017629 | 0.026862 | 0 | 0 | 0.017981 | 0.027399 | 0 | 0 | 0.018341 | 0.027947 | 0 | 0 | 0.018708 | 0.028506 | 0 | 0 | 0.019082 | 0.029076 | 0 | 0 | 0.019464 | 0.029658 | 0 | 0 | 0.019853 | 0.030251 | 0 | 0 | 0.02025 | 0.030856 | 0 | 0 | 0.020655 | 0.031473 | 0 | 0 | 0.021068 | 0.032103 | 0 | 0 | 0.021489 | 0.032745 | 0 | 0 | 0.021919 | 0.0334 | 0 | 0 | 0.022358 | 0.034068 | 0 | 0 | 0.022805 | 0.034749 | 0 | 0 | 0.023261 | 0.035444 | 0 | 0 | 0.023726 | 0.036153 | 0 | 0 | 0.024201 | 0.036876 | 0 | 0 | 0.024685 | 0.037613 | 0 | 0 | 0.025145 | 0.038315 | 0 | 0 | 0.025615 | 0.039031 | 0 | 0 | 0.026085 | 0.039747 | 0
T&D ($/annual kWh) | 0 | 18-OFS-Office–Small-Cooling | SYSTEM | TD:0:18-OFS-Office–Small-Cooling:SYSTEM | 0 | 0.014988 | 0.022839 | 0 | 0 | 0.015288 | 0.023296 | 0 | 0 | 0.015593 | 0.023761 | 0 | 0 | 0.015905 | 0.024237 | 0 | 0 | 0.016223 | 0.024721 | 0 | 0 | 0.016548 | 0.025216 | 0 | 0 | 0.016879 | 0.02572 | 0 | 0 | 0.017216 | 0.026235 | 0 | 0 | 0.017561 | 0.026759 | 0 | 0 | 0.017912 | 0.027294 | 0 | 0 | 0.01827 | 0.02784 | 0 | 0 | 0.018636 | 0.028397 | 0 | 0 | 0.019008 | 0.028965 | 0 | 0 | 0.019388 | 0.029544 | 0 | 0 | 0.019776 | 0.030135 | 0 | 0 | 0.020172 | 0.030738 | 0 | 0 | 0.020575 | 0.031353 | 0 | 0 | 0.020987 | 0.03198 | 0 | 0 | 0.021406 | 0.032619 | 0 | 0 | 0.021835 | 0.033272 | 0 | 0 | 0.022271 | 0.033937 | 0 | 0 | 0.022717 | 0.034616 | 0 | 0 | 0.023141 | 0.035262 | 0 | 0 | 0.023573 | 0.035921 | 0 | 0 | 0.024006 | 0.03658 | 0
T&D ($/annual kWh) | 0 | 18-OFS-Office–Small-ExtLight | 7 | TD:0:18-OFS-Office–Small-ExtLight:7 | 0 | 0.00060099 | 0.00091579 | 0 | 0 | 0.00061301 | 0.00093411 | 0 | 0 | 0.00062527 | 0.00095279 | 0 | 0 | 0.00063777 | 0.00097184 | 0 | 0 | 0.00065053 | 0.00099128 | 0 | 0 | 0.00066354 | 0.0010111 | 0 | 0 | 0.00067681 | 0.0010313 | 0 | 0 | 0.00069035 | 0.001052 | 0 | 0 | 0.00070415 | 0.001073 | 0 | 0 | 0.00071824 | 0.0010945 | 0 | 0 | 0.0007326 | 0.0011163 | 0 | 0 | 0.00074725 | 0.0011387 | 0 | 0 | 0.0007622 | 0.0011614 | 0 | 0 | 0.00077744 | 0.0011847 | 0 | 0 | 0.00079299 | 0.0012084 | 0 | 0 | 0.00080885 | 0.0012325 | 0 | 0 | 0.00082503 | 0.0012572 | 0 | 0 | 0.00084153 | 0.0012823 | 0 | 0 | 0.00085836 | 0.001308 | 0 | 0 | 0.00087553 | 0.0013341 | 0 | 0 | 0.00089304 | 0.0013608 | 0 | 0 | 0.0009109 | 0.001388 | 0 | 0 | 0.00092789 | 0.0014139 | 0 | 0 | 0.00094524 | 0.0014404 | 0 | 0 | 0.00096258 | 0.0014668 | 0
T&D ($/annual kWh) | 0 | 18-OFS-Office–Small-ExtLight | 10 | TD:0:18-OFS-Office–Small-ExtLight:10 | 0 | 0.00070317 | 0.0010715 | 0 | 0 | 0.00071723 | 0.0010929 | 0 | 0 | 0.00073158 | 0.0011148 | 0 | 0 | 0.00074621 | 0.0011371 | 0 | 0 | 0.00076114 | 0.0011598 | 0 | 0 | 0.00077636 | 0.001183 | 0 | 0 | 0.00079189 | 0.0012067 | 0 | 0 | 0.00080772 | 0.0012308 | 0 | 0 | 0.00082388 | 0.0012554 | 0 | 0 | 0.00084036 | 0.0012805 | 0 | 0 | 0.00085716 | 0.0013062 | 0 | 0 | 0.00087431 | 0.0013323 | 0 | 0 | 0.00089179 | 0.0013589 | 0 | 0 | 0.00090963 | 0.0013861 | 0 | 0 | 0.00092782 | 0.0014138 | 0 | 0 | 0.00094638 | 0.0014421 | 0 | 0 | 0.0009653 | 0.0014709 | 0 | 0 | 0.00098461 | 0.0015004 | 0 | 0 | 0.0010043 | 0.0015304 | 0 | 0 | 0.0010244 | 0.001561 | 0 | 0 | 0.0010449 | 0.0015922 | 0 | 0 | 0.0010658 | 0.001624 | 0 | 0 | 0.0010857 | 0.0016543 | 0 | 0 | 0.001106 | 0.0016853 | 0 | 0 | 0.0011262 | 0.0017162 | 0
T&D ($/annual kWh) | 0 | 18-OFS-Office–Small-ExtLight | 14 | TD:0:18-OFS-Office–Small-ExtLight:14 | 0 | 0.0007096 | 0.0010813 | 0 | 0 | 0.00072379 | 0.0011029 | 0 | 0 | 0.00073827 | 0.001125 | 0 | 0 | 0.00075303 | 0.0011475 | 0 | 0 | 0.0007681 | 0.0011704 | 0 | 0 | 0.00078346 | 0.0011938 | 0 | 0 | 0.00079913 | 0.0012177 | 0 | 0 | 0.00081511 | 0.0012421 | 0 | 0 | 0.00083141 | 0.0012669 | 0 | 0 | 0.00084804 | 0.0012923 | 0 | 0 | 0.000865 | 0.0013181 | 0 | 0 | 0.0008823 | 0.0013445 | 0 | 0 | 0.00089995 | 0.0013713 | 0 | 0 | 0.00091794 | 0.0013988 | 0 | 0 | 0.0009363 | 0.0014267 | 0 | 0 | 0.00095503 | 0.0014553 | 0 | 0 | 0.00097413 | 0.0014844 | 0 | 0 | 0.00099361 | 0.0015141 | 0 | 0 | 0.0010135 | 0.0015444 | 0 | 0 | 0.0010338 | 0.0015752 | 0 | 0 | 0.0010544 | 0.0016068 | 0 | 0 | 0.0010755 | 0.0016389 | 0 | 0 | 0.0010956 | 0.0016695 | 0 | 0 | 0.0011161 | 0.0017007 | 0 | 0 | 0.0011365 | 0.0017319 | 0
T&D ($/annual kWh) | 0 | 18-OFS-Office–Small-ExtLight | 15 | TD:0:18-OFS-Office–Small-ExtLight:15 | 0 | 0.00076813 | 0.0011688 | 0 | 0 | 0.00078349 | 0.0011922 | 0 | 0 | 0.00079916 | 0.001216 | 0 | 0 | 0.00081515 | 0.0012404 | 0 | 0 | 0.00083145 | 0.0012652 | 0 | 0 | 0.00084808 | 0.0012905 | 0 | 0 | 0.00086504 | 0.0013163 | 0 | 0 | 0.00088234 | 0.0013426 | 0 | 0 | 0.00089999 | 0.0013695 | 0 | 0 | 0.00091799 | 0.0013968 | 0 | 0 | 0.00093635 | 0.0014248 | 0 | 0 | 0.00095508 | 0.0014533 | 0 | 0 | 0.00097418 | 0.0014823 | 0 | 0 | 0.00099366 | 0.001512 | 0 | 0 | 0.0010135 | 0.0015422 | 0 | 0 | 0.0010338 | 0.0015731 | 0 | 0 | 0.0010545 | 0.0016045 | 0 | 0 | 0.0010756 | 0.0016366 | 0 | 0 | 0.0010971 | 0.0016694 | 0 | 0 | 0.001119 | 0.0017027 | 0 | 0 | 0.0011414 | 0.0017368 | 0 | 0 | 0.0011642 | 0.0017715 | 0 | 0 | 0.001186 | 0.0018046 | 0 | 0 | 0.0012081 | 0.0018383 | 0 | 0 | 0.0012303 | 0.001872 | 0
T&D ($/annual kWh) | 0 | 18-OFS-Office–Small-ExtLight | SYSTEM | TD:0:18-OFS-Office–Small-ExtLight:SYSTEM | 0 | 0.00060099 | 0.00091579 | 0 | 0 | 0.00061301 | 0.00093411 | 0 | 0 | 0.00062527 | 0.00095279 | 0 | 0 | 0.00063777 | 0.00097184 | 0 | 0 | 0.00065053 | 0.00099128 | 0 | 0 | 0.00066354 | 0.0010111 | 0 | 0 | 0.00067681 | 0.0010313 | 0 | 0 | 0.00069035 | 0.001052 | 0 | 0 | 0.00070415 | 0.001073 | 0 | 0 | 0.00071824 | 0.0010945 | 0 | 0 | 0.0007326 | 0.0011163 | 0 | 0 | 0.00074725 | 0.0011387 | 0 | 0 | 0.0007622 | 0.0011614 | 0 | 0 | 0.00077744 | 0.0011847 | 0 | 0 | 0.00079299 | 0.0012084 | 0 | 0 | 0.00080885 | 0.0012325 | 0 | 0 | 0.00082503 | 0.0012572 | 0 | 0 | 0.00084153 | 0.0012823 | 0 | 0 | 0.00085836 | 0.001308 | 0 | 0 | 0.00087553 | 0.0013341 | 0 | 0 | 0.00089304 | 0.0013608 | 0 | 0 | 0.0009109 | 0.001388 | 0 | 0 | 0.00092789 | 0.0014139 | 0 | 0 | 0.00094524 | 0.0014404 | 0 | 0 | 0.00096258 | 0.0014668 | 0
T&D ($/annual kWh) | 0 | 18-OFS-Office–Small-IntLight | 7 | TD:0:18-OFS-Office–Small-IntLight:7 | 0 | 0.0074922 | 0.011417 | 0 | 0 | 0.007642 | 0.011645 | 0 | 0 | 0.0077949 | 0.011878 | 0 | 0 | 0.0079508 | 0.012115 | 0 | 0 | 0.0081098 | 0.012358 | 0 | 0 | 0.008272 | 0.012605 | 0 | 0 | 0.0084374 | 0.012857 | 0 | 0 | 0.0086062 | 0.013114 | 0 | 0 | 0.0087783 | 0.013376 | 0 | 0 | 0.0089538 | 0.013644 | 0 | 0 | 0.0091329 | 0.013917 | 0 | 0 | 0.0093156 | 0.014195 | 0 | 0 | 0.0095019 | 0.014479 | 0 | 0 | 0.0096919 | 0.014769 | 0 | 0 | 0.0098858 | 0.015064 | 0 | 0 | 0.010083 | 0.015365 | 0 | 0 | 0.010285 | 0.015673 | 0 | 0 | 0.010491 | 0.015986 | 0 | 0 | 0.010701 | 0.016306 | 0 | 0 | 0.010915 | 0.016632 | 0 | 0 | 0.011133 | 0.016965 | 0 | 0 | 0.011356 | 0.017304 | 0 | 0 | 0.011568 | 0.017627 | 0 | 0 | 0.011784 | 0.017956 | 0 | 0 | 0.012 | 0.018286 | 0
T&D ($/annual kWh) | 0 | 18-OFS-Office–Small-IntLight | 10 | TD:0:18-OFS-Office–Small-IntLight:10 | 0 | 0.0081311 | 0.01239 | 0 | 0 | 0.0082937 | 0.012638 | 0 | 0 | 0.0084596 | 0.012891 | 0 | 0 | 0.0086288 | 0.013149 | 0 | 0 | 0.0088013 | 0.013412 | 0 | 0 | 0.0089774 | 0.01368 | 0 | 0 | 0.0091569 | 0.013953 | 0 | 0 | 0.00934 | 0.014232 | 0 | 0 | 0.0095268 | 0.014517 | 0 | 0 | 0.0097174 | 0.014807 | 0 | 0 | 0.0099117 | 0.015104 | 0 | 0 | 0.01011 | 0.015406 | 0 | 0 | 0.010312 | 0.015714 | 0 | 0 | 0.010518 | 0.016028 | 0 | 0 | 0.010729 | 0.016349 | 0 | 0 | 0.010943 | 0.016676 | 0 | 0 | 0.011162 | 0.017009 | 0 | 0 | 0.011385 | 0.017349 | 0 | 0 | 0.011613 | 0.017696 | 0 | 0 | 0.011845 | 0.01805 | 0 | 0 | 0.012082 | 0.018411 | 0 | 0 | 0.012324 | 0.018779 | 0 | 0 | 0.012554 | 0.01913 | 0 | 0 | 0.012789 | 0.019487 | 0 | 0 | 0.013023 | 0.019845 | 0
T&D ($/annual kWh) | 0 | 18-OFS-Office–Small-IntLight | 14 | TD:0:18-OFS-Office–Small-IntLight:14 | 0 | 0.0081713 | 0.012451 | 0 | 0 | 0.0083347 | 0.0127 | 0 | 0 | 0.0085014 | 0.012954 | 0 | 0 | 0.0086714 | 0.013214 | 0 | 0 | 0.0088448 | 0.013478 | 0 | 0 | 0.0090217 | 0.013747 | 0 | 0 | 0.0092022 | 0.014022 | 0 | 0 | 0.0093862 | 0.014303 | 0 | 0 | 0.0095739 | 0.014589 | 0 | 0 | 0.0097654 | 0.014881 | 0 | 0 | 0.0099607 | 0.015178 | 0 | 0 | 0.01016 | 0.015482 | 0 | 0 | 0.010363 | 0.015791 | 0 | 0 | 0.01057 | 0.016107 | 0 | 0 | 0.010782 | 0.016429 | 0 | 0 | 0.010997 | 0.016758 | 0 | 0 | 0.011217 | 0.017093 | 0 | 0 | 0.011442 | 0.017435 | 0 | 0 | 0.011671 | 0.017784 | 0 | 0 | 0.011904 | 0.018139 | 0 | 0 | 0.012142 | 0.018502 | 0 | 0 | 0.012385 | 0.018872 | 0 | 0 | 0.012616 | 0.019224 | 0 | 0 | 0.012852 | 0.019584 | 0 | 0 | 0.013088 | 0.019943 | 0
T&D ($/annual kWh) | 0 | 18-OFS-Office–Small-IntLight | 15 | TD:0:18-OFS-Office–Small-IntLight:15 | 0 | 0.0081328 | 0.012392 | 0 | 0 | 0.0082955 | 0.01264 | 0 | 0 | 0.0084614 | 0.012893 | 0 | 0 | 0.0086306 | 0.013151 | 0 | 0 | 0.0088032 | 0.013414 | 0 | 0 | 0.0089793 | 0.013682 | 0 | 0 | 0.0091589 | 0.013956 | 0 | 0 | 0.0093421 | 0.014235 | 0 | 0 | 0.0095289 | 0.01452 | 0 | 0 | 0.0097195 | 0.01481 | 0 | 0 | 0.0099139 | 0.015106 | 0 | 0 | 0.010112 | 0.015408 | 0 | 0 | 0.010314 | 0.015716 | 0 | 0 | 0.010521 | 0.016031 | 0 | 0 | 0.010731 | 0.016351 | 0 | 0 | 0.010946 | 0.016678 | 0 | 0 | 0.011165 | 0.017012 | 0 | 0 | 0.011388 | 0.017352 | 0 | 0 | 0.011616 | 0.017699 | 0 | 0 | 0.011848 | 0.018053 | 0 | 0 | 0.012085 | 0.018414 | 0 | 0 | 0.012327 | 0.018783 | 0 | 0 | 0.012557 | 0.019133 | 0 | 0 | 0.012791 | 0.019491 | 0 | 0 | 0.013026 | 0.019848 | 0
T&D ($/annual kWh) | 0 | 18-OFS-Office–Small-IntLight | SYSTEM | TD:0:18-OFS-Office–Small-IntLight:SYSTEM | 0 | 0.0074922 | 0.011417 | 0 | 0 | 0.007642 | 0.011645 | 0 | 0 | 0.0077949 | 0.011878 | 0 | 0 | 0.0079508 | 0.012115 | 0 | 0 | 0.0081098 | 0.012358 | 0 | 0 | 0.008272 | 0.012605 | 0 | 0 | 0.0084374 | 0.012857 | 0 | 0 | 0.0086062 | 0.013114 | 0 | 0 | 0.0087783 | 0.013376 | 0 | 0 | 0.0089538 | 0.013644 | 0 | 0 | 0.0091329 | 0.013917 | 0 | 0 | 0.0093156 | 0.014195 | 0 | 0 | 0.0095019 | 0.014479 | 0 | 0 | 0.0096919 | 0.014769 | 0 | 0 | 0.0098858 | 0.015064 | 0 | 0 | 0.010083 | 0.015365 | 0 | 0 | 0.010285 | 0.015673 | 0 | 0 | 0.010491 | 0.015986 | 0 | 0 | 0.010701 | 0.016306 | 0 | 0 | 0.010915 | 0.016632 | 0 | 0 | 0.011133 | 0.016965 | 0 | 0 | 0.011356 | 0.017304 | 0 | 0 | 0.011568 | 0.017627 | 0 | 0 | 0.011784 | 0.017956 | 0 | 0 | 0.012 | 0.018286 | 0
T&D ($/annual kWh) | 0 | 18-OFS-Office–Small-OffEquip | 7 | TD:0:18-OFS-Office–Small-OffEquip:7 | 0 | 0.0051257 | 0.0078107 | 0 | 0 | 0.0052283 | 0.0079669 | 0 | 0 | 0.0053328 | 0.0081262 | 0 | 0 | 0.0054395 | 0.0082887 | 0 | 0 | 0.0055483 | 0.0084545 | 0 | 0 | 0.0056592 | 0.0086236 | 0 | 0 | 0.0057724 | 0.0087961 | 0 | 0 | 0.0058879 | 0.008972 | 0 | 0 | 0.0060056 | 0.0091514 | 0 | 0 | 0.0061257 | 0.0093345 | 0 | 0 | 0.0062483 | 0.0095212 | 0 | 0 | 0.0063732 | 0.0097116 | 0 | 0 | 0.0065007 | 0.0099058 | 0 | 0 | 0.0066307 | 0.010104 | 0 | 0 | 0.0067633 | 0.010306 | 0 | 0 | 0.0068986 | 0.010512 | 0 | 0 | 0.0070366 | 0.010722 | 0 | 0 | 0.0071773 | 0.010937 | 0 | 0 | 0.0073208 | 0.011156 | 0 | 0 | 0.0074672 | 0.011379 | 0 | 0 | 0.0076166 | 0.011606 | 0 | 0 | 0.0077689 | 0.011838 | 0 | 0 | 0.0079139 | 0.012059 | 0 | 0 | 0.0080618 | 0.012285 | 0 | 0 | 0.0082097 | 0.01251 | 0
T&D ($/annual kWh) | 0 | 18-OFS-Office–Small-OffEquip | 10 | TD:0:18-OFS-Office–Small-OffEquip:10 | 0 | 0.0053993 | 0.0082275 | 0 | 0 | 0.0055073 | 0.0083921 | 0 | 0 | 0.0056174 | 0.0085599 | 0 | 0 | 0.0057298 | 0.0087311 | 0 | 0 | 0.0058444 | 0.0089057 | 0 | 0 | 0.0059613 | 0.0090839 | 0 | 0 | 0.0060805 | 0.0092655 | 0 | 0 | 0.0062021 | 0.0094508 | 0 | 0 | 0.0063262 | 0.0096399 | 0 | 0 | 0.0064527 | 0.0098327 | 0 | 0 | 0.0065817 | 0.010029 | 0 | 0 | 0.0067134 | 0.01023 | 0 | 0 | 0.0068476 | 0.010434 | 0 | 0 | 0.0069846 | 0.010643 | 0 | 0 | 0.0071243 | 0.010856 | 0 | 0 | 0.0072668 | 0.011073 | 0 | 0 | 0.0074121 | 0.011295 | 0 | 0 | 0.0075603 | 0.011521 | 0 | 0 | 0.0077116 | 0.011751 | 0 | 0 | 0.0078658 | 0.011986 | 0 | 0 | 0.0080231 | 0.012226 | 0 | 0 | 0.0081836 | 0.01247 | 0 | 0 | 0.0083363 | 0.012703 | 0 | 0 | 0.0084921 | 0.01294 | 0 | 0 | 0.0086479 | 0.013178 | 0
T&D ($/annual kWh) | 0 | 18-OFS-Office–Small-OffEquip | 14 | TD:0:18-OFS-Office–Small-OffEquip:14 | 0 | 0.0054165 | 0.0082538 | 0 | 0 | 0.0055249 | 0.0084188 | 0 | 0 | 0.0056354 | 0.0085872 | 0 | 0 | 0.0057481 | 0.008759 | 0 | 0 | 0.005863 | 0.0089341 | 0 | 0 | 0.0059803 | 0.0091128 | 0 | 0 | 0.0060999 | 0.0092951 | 0 | 0 | 0.0062219 | 0.009481 | 0 | 0 | 0.0063463 | 0.0096706 | 0 | 0 | 0.0064733 | 0.009864 | 0 | 0 | 0.0066027 | 0.010061 | 0 | 0 | 0.0067348 | 0.010263 | 0 | 0 | 0.0068695 | 0.010468 | 0 | 0 | 0.0070069 | 0.010677 | 0 | 0 | 0.007147 | 0.010891 | 0 | 0 | 0.0072899 | 0.011108 | 0 | 0 | 0.0074357 | 0.011331 | 0 | 0 | 0.0075845 | 0.011557 | 0 | 0 | 0.0077361 | 0.011788 | 0 | 0 | 0.0078909 | 0.012024 | 0 | 0 | 0.0080487 | 0.012265 | 0 | 0 | 0.0082097 | 0.01251 | 0 | 0 | 0.0083628 | 0.012743 | 0 | 0 | 0.0085191 | 0.012982 | 0 | 0 | 0.0086754 | 0.01322 | 0
T&D ($/annual kWh) | 0 | 18-OFS-Office–Small-OffEquip | 15 | TD:0:18-OFS-Office–Small-OffEquip:15 | 0 | 0.0053896 | 0.0082119 | 0 | 0 | 0.0054974 | 0.0083762 | 0 | 0 | 0.0056074 | 0.0085437 | 0 | 0 | 0.0057195 | 0.0087146 | 0 | 0 | 0.0058339 | 0.0088889 | 0 | 0 | 0.0059506 | 0.0090666 | 0 | 0 | 0.0060696 | 0.009248 | 0 | 0 | 0.006191 | 0.0094329 | 0 | 0 | 0.0063148 | 0.0096216 | 0 | 0 | 0.0064411 | 0.009814 | 0 | 0 | 0.0065699 | 0.01001 | 0 | 0 | 0.0067013 | 0.010211 | 0 | 0 | 0.0068354 | 0.010415 | 0 | 0 | 0.0069721 | 0.010623 | 0 | 0 | 0.0071115 | 0.010835 | 0 | 0 | 0.0072537 | 0.011052 | 0 | 0 | 0.0073988 | 0.011273 | 0 | 0 | 0.0075468 | 0.011499 | 0 | 0 | 0.0076977 | 0.011729 | 0 | 0 | 0.0078517 | 0.011963 | 0 | 0 | 0.0080087 | 0.012203 | 0 | 0 | 0.0081689 | 0.012447 | 0 | 0 | 0.0083213 | 0.012679 | 0 | 0 | 0.0084768 | 0.012916 | 0 | 0 | 0.0086324 | 0.013153 | 0
T&D ($/annual kWh) | 0 | 18-OFS-Office–Small-OffEquip | SYSTEM | TD:0:18-OFS-Office–Small-OffEquip:SYSTEM | 0 | 0.0051257 | 0.0078107 | 0 | 0 | 0.0052283 | 0.0079669 | 0 | 0 | 0.0053328 | 0.0081262 | 0 | 0 | 0.0054395 | 0.0082887 | 0 | 0 | 0.0055483 | 0.0084545 | 0 | 0 | 0.0056592 | 0.0086236 | 0 | 0 | 0.0057724 | 0.0087961 | 0 | 0 | 0.0058879 | 0.008972 | 0 | 0 | 0.0060056 | 0.0091514 | 0 | 0 | 0.0061257 | 0.0093345 | 0 | 0 | 0.0062483 | 0.0095212 | 0 | 0 | 0.0063732 | 0.0097116 | 0 | 0 | 0.0065007 | 0.0099058 | 0 | 0 | 0.0066307 | 0.010104 | 0 | 0 | 0.0067633 | 0.010306 | 0 | 0 | 0.0068986 | 0.010512 | 0 | 0 | 0.0070366 | 0.010722 | 0 | 0 | 0.0071773 | 0.010937 | 0 | 0 | 0.0073208 | 0.011156 | 0 | 0 | 0.0074672 | 0.011379 | 0 | 0 | 0.0076166 | 0.011606 | 0 | 0 | 0.0077689 | 0.011838 | 0 | 0 | 0.0079139 | 0.012059 | 0 | 0 | 0.0080618 | 0.012285 | 0 | 0 | 0.0082097 | 0.01251 | 0
T&D ($/annual kWh) | 0 | 18-OFS-Office–Small-Refrig | 7 | TD:0:18-OFS-Office–Small-Refrig:7 | 0 | 0.0042421 | 0.0064641 | 0 | 0 | 0.0043269 | 0.0065934 | 0 | 0 | 0.0044135 | 0.0067253 | 0 | 0 | 0.0045017 | 0.0068598 | 0 | 0 | 0.0045918 | 0.006997 | 0 | 0 | 0.0046836 | 0.0071369 | 0 | 0 | 0.0047773 | 0.0072797 | 0 | 0 | 0.0048728 | 0.0074253 | 0 | 0 | 0.0049703 | 0.0075738 | 0 | 0 | 0.0050697 | 0.0077252 | 0 | 0 | 0.0051711 | 0.0078797 | 0 | 0 | 0.0052745 | 0.0080373 | 0 | 0 | 0.00538 | 0.0081981 | 0 | 0 | 0.0054876 | 0.0083621 | 0 | 0 | 0.0055973 | 0.0085293 | 0 | 0 | 0.0057093 | 0.0086999 | 0 | 0 | 0.0058235 | 0.0088739 | 0 | 0 | 0.00594 | 0.0090514 | 0 | 0 | 0.0060588 | 0.0092324 | 0 | 0 | 0.0061799 | 0.009417 | 0 | 0 | 0.0063035 | 0.0096054 | 0 | 0 | 0.0064296 | 0.0097975 | 0 | 0 | 0.0065496 | 0.0099803 | 0 | 0 | 0.006672 | 0.010167 | 0 | 0 | 0.0067944 | 0.010353 | 0
T&D ($/annual kWh) | 0 | 18-OFS-Office–Small-Refrig | 10 | TD:0:18-OFS-Office–Small-Refrig:10 | 0 | 0.004551 | 0.0069348 | 0 | 0 | 0.004642 | 0.0070735 | 0 | 0 | 0.0047348 | 0.0072149 | 0 | 0 | 0.0048295 | 0.0073592 | 0 | 0 | 0.0049261 | 0.0075064 | 0 | 0 | 0.0050246 | 0.0076566 | 0 | 0 | 0.0051251 | 0.0078097 | 0 | 0 | 0.0052276 | 0.0079659 | 0 | 0 | 0.0053322 | 0.0081252 | 0 | 0 | 0.0054388 | 0.0082877 | 0 | 0 | 0.0055476 | 0.0084535 | 0 | 0 | 0.0056585 | 0.0086225 | 0 | 0 | 0.0057717 | 0.008795 | 0 | 0 | 0.0058871 | 0.0089709 | 0 | 0 | 0.0060049 | 0.0091503 | 0 | 0 | 0.006125 | 0.0093333 | 0 | 0 | 0.0062475 | 0.00952 | 0 | 0 | 0.0063724 | 0.0097104 | 0 | 0 | 0.0064999 | 0.0099046 | 0 | 0 | 0.0066299 | 0.010103 | 0 | 0 | 0.0067625 | 0.010305 | 0 | 0 | 0.0068977 | 0.010511 | 0 | 0 | 0.0070264 | 0.010707 | 0 | 0 | 0.0071577 | 0.010907 | 0 | 0 | 0.0072891 | 0.011107 | 0
T&D ($/annual kWh) | 0 | 18-OFS-Office–Small-Refrig | 14 | TD:0:18-OFS-Office–Small-Refrig:14 | 0 | 0.0045704 | 0.0069644 | 0 | 0 | 0.0046618 | 0.0071037 | 0 | 0 | 0.004755 | 0.0072458 | 0 | 0 | 0.0048501 | 0.0073907 | 0 | 0 | 0.0049471 | 0.0075385 | 0 | 0 | 0.0050461 | 0.0076893 | 0 | 0 | 0.005147 | 0.007843 | 0 | 0 | 0.0052499 | 0.0079999 | 0 | 0 | 0.0053549 | 0.0081599 | 0 | 0 | 0.005462 | 0.0083231 | 0 | 0 | 0.0055713 | 0.0084896 | 0 | 0 | 0.0056827 | 0.0086594 | 0 | 0 | 0.0057964 | 0.0088325 | 0 | 0 | 0.0059123 | 0.0090092 | 0 | 0 | 0.0060305 | 0.0091894 | 0 | 0 | 0.0061511 | 0.0093732 | 0 | 0 | 0.0062742 | 0.0095606 | 0 | 0 | 0.0063996 | 0.0097518 | 0 | 0 | 0.0065276 | 0.0099469 | 0 | 0 | 0.0066582 | 0.010146 | 0 | 0 | 0.0067914 | 0.010349 | 0 | 0 | 0.0069272 | 0.010556 | 0 | 0 | 0.0070564 | 0.010753 | 0 | 0 | 0.0071883 | 0.010954 | 0 | 0 | 0.0073202 | 0.011155 | 0
T&D ($/annual kWh) | 0 | 18-OFS-Office–Small-Refrig | 15 | TD:0:18-OFS-Office–Small-Refrig:15 | 0 | 0.0045659 | 0.0069566 | 0 | 0 | 0.0046572 | 0.0070957 | 0 | 0 | 0.0047504 | 0.0072377 | 0 | 0 | 0.0048454 | 0.0073824 | 0 | 0 | 0.0049423 | 0.0075301 | 0 | 0 | 0.0050411 | 0.0076807 | 0 | 0 | 0.005142 | 0.0078343 | 0 | 0 | 0.0052448 | 0.007991 | 0 | 0 | 0.0053497 | 0.0081508 | 0 | 0 | 0.0054567 | 0.0083138 | 0 | 0 | 0.0055658 | 0.0084801 | 0 | 0 | 0.0056771 | 0.0086497 | 0 | 0 | 0.0057907 | 0.0088227 | 0 | 0 | 0.0059065 | 0.0089991 | 0 | 0 | 0.0060246 | 0.0091791 | 0 | 0 | 0.0061451 | 0.0093627 | 0 | 0 | 0.006268 | 0.0095499 | 0 | 0 | 0.0063934 | 0.0097409 | 0 | 0 | 0.0065212 | 0.0099357 | 0 | 0 | 0.0066517 | 0.010134 | 0 | 0 | 0.0067847 | 0.010337 | 0 | 0 | 0.0069204 | 0.010544 | 0 | 0 | 0.0070495 | 0.010741 | 0 | 0 | 0.0071813 | 0.010941 | 0 | 0 | 0.007313 | 0.011142 | 0
T&D ($/annual kWh) | 0 | 18-OFS-Office–Small-Refrig | SYSTEM | TD:0:18-OFS-Office–Small-Refrig:SYSTEM | 0 | 0.0042421 | 0.0064641 | 0 | 0 | 0.0043269 | 0.0065934 | 0 | 0 | 0.0044135 | 0.0067253 | 0 | 0 | 0.0045017 | 0.0068598 | 0 | 0 | 0.0045918 | 0.006997 | 0 | 0 | 0.0046836 | 0.0071369 | 0 | 0 | 0.0047773 | 0.0072797 | 0 | 0 | 0.0048728 | 0.0074253 | 0 | 0 | 0.0049703 | 0.0075738 | 0 | 0 | 0.0050697 | 0.0077252 | 0 | 0 | 0.0051711 | 0.0078797 | 0 | 0 | 0.0052745 | 0.0080373 | 0 | 0 | 0.00538 | 0.0081981 | 0 | 0 | 0.0054876 | 0.0083621 | 0 | 0 | 0.0055973 | 0.0085293 | 0 | 0 | 0.0057093 | 0.0086999 | 0 | 0 | 0.0058235 | 0.0088739 | 0 | 0 | 0.00594 | 0.0090514 | 0 | 0 | 0.0060588 | 0.0092324 | 0 | 0 | 0.0061799 | 0.009417 | 0 | 0 | 0.0063035 | 0.0096054 | 0 | 0 | 0.0064296 | 0.0097975 | 0 | 0 | 0.0065496 | 0.0099803 | 0 | 0 | 0.006672 | 0.010167 | 0 | 0 | 0.0067944 | 0.010353 | 0
T&D ($/annual kWh) | 0 | 18-OFS-Office–Small-Vent/Fan | 7 | TD:0:18-OFS-Office–Small-Vent/Fan:7 | 0 | 0.0070372 | 0.010723 | 0 | 0 | 0.0071779 | 0.010938 | 0 | 0 | 0.0073215 | 0.011157 | 0 | 0 | 0.0074679 | 0.01138 | 0 | 0 | 0.0076173 | 0.011607 | 0 | 0 | 0.0077696 | 0.011839 | 0 | 0 | 0.007925 | 0.012076 | 0 | 0 | 0.0080835 | 0.012318 | 0 | 0 | 0.0082452 | 0.012564 | 0 | 0 | 0.0084101 | 0.012815 | 0 | 0 | 0.0085783 | 0.013072 | 0 | 0 | 0.0087498 | 0.013333 | 0 | 0 | 0.0089248 | 0.0136 | 0 | 0 | 0.0091033 | 0.013872 | 0 | 0 | 0.0092854 | 0.014149 | 0 | 0 | 0.0094711 | 0.014432 | 0 | 0 | 0.0096605 | 0.014721 | 0 | 0 | 0.0098537 | 0.015015 | 0 | 0 | 0.010051 | 0.015316 | 0 | 0 | 0.010252 | 0.015622 | 0 | 0 | 0.010457 | 0.015934 | 0 | 0 | 0.010666 | 0.016253 | 0 | 0 | 0.010865 | 0.016556 | 0 | 0 | 0.011068 | 0.016866 | 0 | 0 | 0.011271 | 0.017175 | 0
T&D ($/annual kWh) | 0 | 18-OFS-Office–Small-Vent/Fan | 10 | TD:0:18-OFS-Office–Small-Vent/Fan:10 | 0 | 0.0085293 | 0.012997 | 0 | 0 | 0.0086999 | 0.013257 | 0 | 0 | 0.0088739 | 0.013522 | 0 | 0 | 0.0090514 | 0.013793 | 0 | 0 | 0.0092324 | 0.014068 | 0 | 0 | 0.0094171 | 0.01435 | 0 | 0 | 0.0096054 | 0.014637 | 0 | 0 | 0.0097975 | 0.01493 | 0 | 0 | 0.0099935 | 0.015228 | 0 | 0 | 0.010193 | 0.015533 | 0 | 0 | 0.010397 | 0.015843 | 0 | 0 | 0.010605 | 0.01616 | 0 | 0 | 0.010817 | 0.016483 | 0 | 0 | 0.011034 | 0.016813 | 0 | 0 | 0.011254 | 0.017149 | 0 | 0 | 0.011479 | 0.017492 | 0 | 0 | 0.011709 | 0.017842 | 0 | 0 | 0.011943 | 0.018199 | 0 | 0 | 0.012182 | 0.018563 | 0 | 0 | 0.012426 | 0.018934 | 0 | 0 | 0.012674 | 0.019313 | 0 | 0 | 0.012928 | 0.019699 | 0 | 0 | 0.013169 | 0.020067 | 0 | 0 | 0.013415 | 0.020442 | 0 | 0 | 0.013661 | 0.020817 | 0
T&D ($/annual kWh) | 0 | 18-OFS-Office–Small-Vent/Fan | 14 | TD:0:18-OFS-Office–Small-Vent/Fan:14 | 0 | 0.0086232 | 0.01314 | 0 | 0 | 0.0087957 | 0.013403 | 0 | 0 | 0.0089716 | 0.013671 | 0 | 0 | 0.009151 | 0.013944 | 0 | 0 | 0.0093341 | 0.014223 | 0 | 0 | 0.0095207 | 0.014508 | 0 | 0 | 0.0097112 | 0.014798 | 0 | 0 | 0.0099054 | 0.015094 | 0 | 0 | 0.010103 | 0.015396 | 0 | 0 | 0.010306 | 0.015704 | 0 | 0 | 0.010512 | 0.016018 | 0 | 0 | 0.010722 | 0.016338 | 0 | 0 | 0.010936 | 0.016665 | 0 | 0 | 0.011155 | 0.016998 | 0 | 0 | 0.011378 | 0.017338 | 0 | 0 | 0.011606 | 0.017685 | 0 | 0 | 0.011838 | 0.018039 | 0 | 0 | 0.012075 | 0.018399 | 0 | 0 | 0.012316 | 0.018767 | 0 | 0 | 0.012562 | 0.019143 | 0 | 0 | 0.012814 | 0.019526 | 0 | 0 | 0.01307 | 0.019916 | 0 | 0 | 0.013314 | 0.020288 | 0 | 0 | 0.013563 | 0.020667 | 0 | 0 | 0.013811 | 0.021046 | 0
T&D ($/annual kWh) | 0 | 18-OFS-Office–Small-Vent/Fan | 15 | TD:0:18-OFS-Office–Small-Vent/Fan:15 | 0 | 0.0086848 | 0.013233 | 0 | 0 | 0.0088585 | 0.013498 | 0 | 0 | 0.0090357 | 0.013768 | 0 | 0 | 0.0092164 | 0.014043 | 0 | 0 | 0.0094007 | 0.014324 | 0 | 0 | 0.0095888 | 0.014611 | 0 | 0 | 0.0097805 | 0.014903 | 0 | 0 | 0.0099762 | 0.015201 | 0 | 0 | 0.010176 | 0.015505 | 0 | 0 | 0.010379 | 0.015815 | 0 | 0 | 0.010587 | 0.016131 | 0 | 0 | 0.010799 | 0.016454 | 0 | 0 | 0.011014 | 0.016783 | 0 | 0 | 0.011235 | 0.017119 | 0 | 0 | 0.011459 | 0.017461 | 0 | 0 | 0.011689 | 0.01781 | 0 | 0 | 0.011922 | 0.018167 | 0 | 0 | 0.012161 | 0.01853 | 0 | 0 | 0.012404 | 0.018901 | 0 | 0 | 0.012652 | 0.019279 | 0 | 0 | 0.012905 | 0.019664 | 0 | 0 | 0.013163 | 0.020057 | 0 | 0 | 0.013409 | 0.020432 | 0 | 0 | 0.01366 | 0.020813 | 0 | 0 | 0.01391 | 0.021195 | 0
T&D ($/annual kWh) | 0 | 18-OFS-Office–Small-Vent/Fan | SYSTEM | TD:0:18-OFS-Office–Small-Vent/Fan:SYSTEM | 0 | 0.0070372 | 0.010723 | 0 | 0 | 0.0071779 | 0.010938 | 0 | 0 | 0.0073215 | 0.011157 | 0 | 0 | 0.0074679 | 0.01138 | 0 | 0 | 0.0076173 | 0.011607 | 0 | 0 | 0.0077696 | 0.011839 | 0 | 0 | 0.007925 | 0.012076 | 0 | 0 | 0.0080835 | 0.012318 | 0 | 0 | 0.0082452 | 0.012564 | 0 | 0 | 0.0084101 | 0.012815 | 0 | 0 | 0.0085783 | 0.013072 | 0 | 0 | 0.0087498 | 0.013333 | 0 | 0 | 0.0089248 | 0.0136 | 0 | 0 | 0.0091033 | 0.013872 | 0 | 0 | 0.0092854 | 0.014149 | 0 | 0 | 0.0094711 | 0.014432 | 0 | 0 | 0.0096605 | 0.014721 | 0 | 0 | 0.0098537 | 0.015015 | 0 | 0 | 0.010051 | 0.015316 | 0 | 0 | 0.010252 | 0.015622 | 0 | 0 | 0.010457 | 0.015934 | 0 | 0 | 0.010666 | 0.016253 | 0 | 0 | 0.010865 | 0.016556 | 0 | 0 | 0.011068 | 0.016866 | 0 | 0 | 0.011271 | 0.017175 | 0
T&D ($/annual kWh) | 0 | 19-RES-AllResidential-CL_DRY | 7 | TD:0:19-RES-AllResidential-CL_DRY:7 | 0 | 0.0051767 | 0.0078884 | 0 | 0 | 0.0052803 | 0.0080461 | 0 | 0 | 0.0053859 | 0.0082071 | 0 | 0 | 0.0054936 | 0.0083712 | 0 | 0 | 0.0056035 | 0.0085386 | 0 | 0 | 0.0057155 | 0.0087094 | 0 | 0 | 0.0058299 | 0.0088836 | 0 | 0 | 0.0059465 | 0.0090613 | 0 | 0 | 0.0060654 | 0.0092425 | 0 | 0 | 0.0061867 | 0.0094273 | 0 | 0 | 0.0063104 | 0.0096159 | 0 | 0 | 0.0064366 | 0.0098082 | 0 | 0 | 0.0065654 | 0.010004 | 0 | 0 | 0.0066967 | 0.010204 | 0 | 0 | 0.0068306 | 0.010409 | 0 | 0 | 0.0069672 | 0.010617 | 0 | 0 | 0.0071066 | 0.010829 | 0 | 0 | 0.0072487 | 0.011046 | 0 | 0 | 0.0073937 | 0.011267 | 0 | 0 | 0.0075415 | 0.011492 | 0 | 0 | 0.0076924 | 0.011722 | 0 | 0 | 0.0078462 | 0.011956 | 0 | 0 | 0.0079926 | 0.012179 | 0 | 0 | 0.008142 | 0.012407 | 0 | 0 | 0.0082914 | 0.012634 | 0
T&D ($/annual kWh) | 0 | 19-RES-AllResidential-CL_DRY | 10 | TD:0:19-RES-AllResidential-CL_DRY:10 | 0 | 0.0055645 | 0.0084792 | 0 | 0 | 0.0056758 | 0.0086488 | 0 | 0 | 0.0057893 | 0.0088218 | 0 | 0 | 0.0059051 | 0.0089982 | 0 | 0 | 0.0060232 | 0.0091782 | 0 | 0 | 0.0061436 | 0.0093617 | 0 | 0 | 0.0062665 | 0.009549 | 0 | 0 | 0.0063918 | 0.00974 | 0 | 0 | 0.0065197 | 0.0099348 | 0 | 0 | 0.0066501 | 0.010133 | 0 | 0 | 0.0067831 | 0.010336 | 0 | 0 | 0.0069187 | 0.010543 | 0 | 0 | 0.0070571 | 0.010754 | 0 | 0 | 0.0071983 | 0.010969 | 0 | 0 | 0.0073422 | 0.011188 | 0 | 0 | 0.0074891 | 0.011412 | 0 | 0 | 0.0076388 | 0.01164 | 0 | 0 | 0.0077916 | 0.011873 | 0 | 0 | 0.0079475 | 0.01211 | 0 | 0 | 0.0081064 | 0.012353 | 0 | 0 | 0.0082685 | 0.0126 | 0 | 0 | 0.0084339 | 0.012852 | 0 | 0 | 0.0085913 | 0.013091 | 0 | 0 | 0.0087518 | 0.013336 | 0 | 0 | 0.0089124 | 0.013581 | 0
T&D ($/annual kWh) | 0 | 19-RES-AllResidential-CL_DRY | 14 | TD:0:19-RES-AllResidential-CL_DRY:14 | 0 | 0.0055889 | 0.0085164 | 0 | 0 | 0.0057007 | 0.0086867 | 0 | 0 | 0.0058147 | 0.0088605 | 0 | 0 | 0.005931 | 0.0090377 | 0 | 0 | 0.0060496 | 0.0092184 | 0 | 0 | 0.0061706 | 0.0094028 | 0 | 0 | 0.006294 | 0.0095908 | 0 | 0 | 0.0064199 | 0.0097827 | 0 | 0 | 0.0065483 | 0.0099783 | 0 | 0 | 0.0066792 | 0.010178 | 0 | 0 | 0.0068128 | 0.010381 | 0 | 0 | 0.0069491 | 0.010589 | 0 | 0 | 0.0070881 | 0.010801 | 0 | 0 | 0.0072298 | 0.011017 | 0 | 0 | 0.0073744 | 0.011237 | 0 | 0 | 0.0075219 | 0.011462 | 0 | 0 | 0.0076723 | 0.011691 | 0 | 0 | 0.0078258 | 0.011925 | 0 | 0 | 0.0079823 | 0.012164 | 0 | 0 | 0.0081419 | 0.012407 | 0 | 0 | 0.0083048 | 0.012655 | 0 | 0 | 0.0084709 | 0.012908 | 0 | 0 | 0.0086289 | 0.013149 | 0 | 0 | 0.0087902 | 0.013395 | 0 | 0 | 0.0089515 | 0.01364 | 0
T&D ($/annual kWh) | 0 | 19-RES-AllResidential-CL_DRY | 15 | TD:0:19-RES-AllResidential-CL_DRY:15 | 0 | 0.00558 | 0.0085019 | 0 | 0 | 0.0056916 | 0.0086719 | 0 | 0 | 0.0058055 | 0.0088453 | 0 | 0 | 0.0059216 | 0.0090223 | 0 | 0 | 0.00604 | 0.0092027 | 0 | 0 | 0.0061608 | 0.0093867 | 0 | 0 | 0.006284 | 0.0095745 | 0 | 0 | 0.0064097 | 0.009766 | 0 | 0 | 0.0065379 | 0.0099613 | 0 | 0 | 0.0066687 | 0.010161 | 0 | 0 | 0.006802 | 0.010364 | 0 | 0 | 0.0069381 | 0.010571 | 0 | 0 | 0.0070768 | 0.010782 | 0 | 0 | 0.0072184 | 0.010998 | 0 | 0 | 0.0073627 | 0.011218 | 0 | 0 | 0.00751 | 0.011442 | 0 | 0 | 0.0076602 | 0.011671 | 0 | 0 | 0.0078134 | 0.011905 | 0 | 0 | 0.0079697 | 0.012143 | 0 | 0 | 0.0081291 | 0.012386 | 0 | 0 | 0.0082916 | 0.012633 | 0 | 0 | 0.0084575 | 0.012886 | 0 | 0 | 0.0086153 | 0.013126 | 0 | 0 | 0.0087763 | 0.013372 | 0 | 0 | 0.0089373 | 0.013617 | 0
T&D ($/annual kWh) | 0 | 19-RES-AllResidential-CL_DRY | SYSTEM | TD:0:19-RES-AllResidential-CL_DRY:SYSTEM | 0 | 0.0051767 | 0.0078884 | 0 | 0 | 0.0052803 | 0.0080461 | 0 | 0 | 0.0053859 | 0.0082071 | 0 | 0 | 0.0054936 | 0.0083712 | 0 | 0 | 0.0056035 | 0.0085386 | 0 | 0 | 0.0057155 | 0.0087094 | 0 | 0 | 0.0058299 | 0.0088836 | 0 | 0 | 0.0059465 | 0.0090613 | 0 | 0 | 0.0060654 | 0.0092425 | 0 | 0 | 0.0061867 | 0.0094273 | 0 | 0 | 0.0063104 | 0.0096159 | 0 | 0 | 0.0064366 | 0.0098082 | 0 | 0 | 0.0065654 | 0.010004 | 0 | 0 | 0.0066967 | 0.010204 | 0 | 0 | 0.0068306 | 0.010409 | 0 | 0 | 0.0069672 | 0.010617 | 0 | 0 | 0.0071066 | 0.010829 | 0 | 0 | 0.0072487 | 0.011046 | 0 | 0 | 0.0073937 | 0.011267 | 0 | 0 | 0.0075415 | 0.011492 | 0 | 0 | 0.0076924 | 0.011722 | 0 | 0 | 0.0078462 | 0.011956 | 0 | 0 | 0.0079926 | 0.012179 | 0 | 0 | 0.008142 | 0.012407 | 0 | 0 | 0.0082914 | 0.012634 | 0
T&D ($/annual kWh) | 0 | 19-RES-AllResidential-CL_WASH | 7 | TD:0:19-RES-AllResidential-CL_WASH:7 | 0 | 0.0054877 | 0.0083623 | 0 | 0 | 0.0055975 | 0.0085295 | 0 | 0 | 0.0057094 | 0.0087001 | 0 | 0 | 0.0058236 | 0.0088741 | 0 | 0 | 0.0059401 | 0.0090516 | 0 | 0 | 0.0060589 | 0.0092326 | 0 | 0 | 0.0061801 | 0.0094173 | 0 | 0 | 0.0063037 | 0.0096056 | 0 | 0 | 0.0064298 | 0.0097977 | 0 | 0 | 0.0065584 | 0.0099937 | 0 | 0 | 0.0066895 | 0.010194 | 0 | 0 | 0.0068233 | 0.010397 | 0 | 0 | 0.0069598 | 0.010605 | 0 | 0 | 0.007099 | 0.010817 | 0 | 0 | 0.0072409 | 0.011034 | 0 | 0 | 0.0073858 | 0.011255 | 0 | 0 | 0.0075335 | 0.01148 | 0 | 0 | 0.0076842 | 0.011709 | 0 | 0 | 0.0078378 | 0.011943 | 0 | 0 | 0.0079946 | 0.012182 | 0 | 0 | 0.0081545 | 0.012426 | 0 | 0 | 0.0083176 | 0.012674 | 0 | 0 | 0.0084728 | 0.012911 | 0 | 0 | 0.0086311 | 0.013152 | 0 | 0 | 0.0087895 | 0.013393 | 0
T&D ($/annual kWh) | 0 | 19-RES-AllResidential-CL_WASH | 10 | TD:0:19-RES-AllResidential-CL_WASH:10 | 0 | 0.0058988 | 0.0089887 | 0 | 0 | 0.0060168 | 0.0091684 | 0 | 0 | 0.0061371 | 0.0093518 | 0 | 0 | 0.0062599 | 0.0095388 | 0 | 0 | 0.0063851 | 0.0097296 | 0 | 0 | 0.0065128 | 0.0099242 | 0 | 0 | 0.006643 | 0.010123 | 0 | 0 | 0.0067759 | 0.010325 | 0 | 0 | 0.0069114 | 0.010532 | 0 | 0 | 0.0070496 | 0.010742 | 0 | 0 | 0.0071906 | 0.010957 | 0 | 0 | 0.0073344 | 0.011176 | 0 | 0 | 0.0074811 | 0.0114 | 0 | 0 | 0.0076307 | 0.011628 | 0 | 0 | 0.0077834 | 0.01186 | 0 | 0 | 0.007939 | 0.012098 | 0 | 0 | 0.0080978 | 0.01234 | 0 | 0 | 0.0082598 | 0.012586 | 0 | 0 | 0.008425 | 0.012838 | 0 | 0 | 0.0085935 | 0.013095 | 0 | 0 | 0.0087653 | 0.013357 | 0 | 0 | 0.0089406 | 0.013624 | 0 | 0 | 0.0091075 | 0.013878 | 0 | 0 | 0.0092777 | 0.014137 | 0 | 0 | 0.0094479 | 0.014397 | 0
T&D ($/annual kWh) | 0 | 19-RES-AllResidential-CL_WASH | 14 | TD:0:19-RES-AllResidential-CL_WASH:14 | 0 | 0.0059247 | 0.0090281 | 0 | 0 | 0.0060432 | 0.0092086 | 0 | 0 | 0.006164 | 0.0093928 | 0 | 0 | 0.0062873 | 0.0095807 | 0 | 0 | 0.0064131 | 0.0097723 | 0 | 0 | 0.0065413 | 0.0099677 | 0 | 0 | 0.0066721 | 0.010167 | 0 | 0 | 0.0068056 | 0.01037 | 0 | 0 | 0.0069417 | 0.010578 | 0 | 0 | 0.0070805 | 0.010789 | 0 | 0 | 0.0072221 | 0.011005 | 0 | 0 | 0.0073666 | 0.011225 | 0 | 0 | 0.0075139 | 0.01145 | 0 | 0 | 0.0076642 | 0.011679 | 0 | 0 | 0.0078175 | 0.011912 | 0 | 0 | 0.0079738 | 0.012151 | 0 | 0 | 0.0081333 | 0.012394 | 0 | 0 | 0.008296 | 0.012641 | 0 | 0 | 0.0084619 | 0.012894 | 0 | 0 | 0.0086311 | 0.013152 | 0 | 0 | 0.0088038 | 0.013415 | 0 | 0 | 0.0089798 | 0.013684 | 0 | 0 | 0.0091474 | 0.013939 | 0 | 0 | 0.0093183 | 0.014199 | 0 | 0 | 0.0094893 | 0.01446 | 0
T&D ($/annual kWh) | 0 | 19-RES-AllResidential-CL_WASH | 15 | TD:0:19-RES-AllResidential-CL_WASH:15 | 0 | 0.0059144 | 0.0090114 | 0 | 0 | 0.0060327 | 0.0091916 | 0 | 0 | 0.0061534 | 0.0093754 | 0 | 0 | 0.0062764 | 0.009563 | 0 | 0 | 0.006402 | 0.0097542 | 0 | 0 | 0.00653 | 0.0099493 | 0 | 0 | 0.0066606 | 0.010148 | 0 | 0 | 0.0067938 | 0.010351 | 0 | 0 | 0.0069297 | 0.010558 | 0 | 0 | 0.0070683 | 0.010769 | 0 | 0 | 0.0072097 | 0.010985 | 0 | 0 | 0.0073539 | 0.011205 | 0 | 0 | 0.0075009 | 0.011429 | 0 | 0 | 0.007651 | 0.011657 | 0 | 0 | 0.007804 | 0.01189 | 0 | 0 | 0.00796 | 0.012128 | 0 | 0 | 0.0081192 | 0.012371 | 0 | 0 | 0.0082816 | 0.012618 | 0 | 0 | 0.0084473 | 0.01287 | 0 | 0 | 0.0086162 | 0.013128 | 0 | 0 | 0.0087885 | 0.01339 | 0 | 0 | 0.0089643 | 0.013658 | 0 | 0 | 0.0091316 | 0.013913 | 0 | 0 | 0.0093022 | 0.014173 | 0 | 0 | 0.0094729 | 0.014433 | 0
T&D ($/annual kWh) | 0 | 19-RES-AllResidential-CL_WASH | SYSTEM | TD:0:19-RES-AllResidential-CL_WASH:SYSTEM | 0 | 0.0054877 | 0.0083623 | 0 | 0 | 0.0055975 | 0.0085295 | 0 | 0 | 0.0057094 | 0.0087001 | 0 | 0 | 0.0058236 | 0.0088741 | 0 | 0 | 0.0059401 | 0.0090516 | 0 | 0 | 0.0060589 | 0.0092326 | 0 | 0 | 0.0061801 | 0.0094173 | 0 | 0 | 0.0063037 | 0.0096056 | 0 | 0 | 0.0064298 | 0.0097977 | 0 | 0 | 0.0065584 | 0.0099937 | 0 | 0 | 0.0066895 | 0.010194 | 0 | 0 | 0.0068233 | 0.010397 | 0 | 0 | 0.0069598 | 0.010605 | 0 | 0 | 0.007099 | 0.010817 | 0 | 0 | 0.0072409 | 0.011034 | 0 | 0 | 0.0073858 | 0.011255 | 0 | 0 | 0.0075335 | 0.01148 | 0 | 0 | 0.0076842 | 0.011709 | 0 | 0 | 0.0078378 | 0.011943 | 0 | 0 | 0.0079946 | 0.012182 | 0 | 0 | 0.0081545 | 0.012426 | 0 | 0 | 0.0083176 | 0.012674 | 0 | 0 | 0.0084728 | 0.012911 | 0 | 0 | 0.0086311 | 0.013152 | 0 | 0 | 0.0087895 | 0.013393 | 0
T&D ($/annual kWh) | 0 | 19-RES-AllResidential-DSH_WASH | 7 | TD:0:19-RES-AllResidential-DSH_WASH:7 | 0 | 0.010064 | 0.015335 | 0 | 0 | 0.010265 | 0.015642 | 0 | 0 | 0.01047 | 0.015955 | 0 | 0 | 0.01068 | 0.016274 | 0 | 0 | 0.010893 | 0.016599 | 0 | 0 | 0.011111 | 0.016931 | 0 | 0 | 0.011333 | 0.01727 | 0 | 0 | 0.01156 | 0.017615 | 0 | 0 | 0.011791 | 0.017967 | 0 | 0 | 0.012027 | 0.018327 | 0 | 0 | 0.012268 | 0.018693 | 0 | 0 | 0.012513 | 0.019067 | 0 | 0 | 0.012763 | 0.019449 | 0 | 0 | 0.013018 | 0.019838 | 0 | 0 | 0.013279 | 0.020234 | 0 | 0 | 0.013544 | 0.020639 | 0 | 0 | 0.013815 | 0.021052 | 0 | 0 | 0.014092 | 0.021473 | 0 | 0 | 0.014373 | 0.021902 | 0 | 0 | 0.014661 | 0.02234 | 0 | 0 | 0.014954 | 0.022787 | 0 | 0 | 0.015253 | 0.023243 | 0 | 0 | 0.015538 | 0.023677 | 0 | 0 | 0.015828 | 0.024119 | 0 | 0 | 0.016118 | 0.024562 | 0
T&D ($/annual kWh) | 0 | 19-RES-AllResidential-DSH_WASH | 10 | TD:0:19-RES-AllResidential-DSH_WASH:10 | 0 | 0.010817 | 0.016484 | 0 | 0 | 0.011034 | 0.016813 | 0 | 0 | 0.011254 | 0.01715 | 0 | 0 | 0.011479 | 0.017493 | 0 | 0 | 0.011709 | 0.017842 | 0 | 0 | 0.011943 | 0.018199 | 0 | 0 | 0.012182 | 0.018563 | 0 | 0 | 0.012426 | 0.018934 | 0 | 0 | 0.012674 | 0.019313 | 0 | 0 | 0.012928 | 0.019699 | 0 | 0 | 0.013186 | 0.020093 | 0 | 0 | 0.01345 | 0.020495 | 0 | 0 | 0.013719 | 0.020905 | 0 | 0 | 0.013993 | 0.021323 | 0 | 0 | 0.014273 | 0.02175 | 0 | 0 | 0.014559 | 0.022185 | 0 | 0 | 0.01485 | 0.022628 | 0 | 0 | 0.015147 | 0.023081 | 0 | 0 | 0.01545 | 0.023543 | 0 | 0 | 0.015759 | 0.024013 | 0 | 0 | 0.016074 | 0.024494 | 0 | 0 | 0.016395 | 0.024984 | 0 | 0 | 0.016701 | 0.02545 | 0 | 0 | 0.017014 | 0.025925 | 0 | 0 | 0.017326 | 0.026401 | 0
T&D ($/annual kWh) | 0 | 19-RES-AllResidential-DSH_WASH | 14 | TD:0:19-RES-AllResidential-DSH_WASH:14 | 0 | 0.010865 | 0.016556 | 0 | 0 | 0.011082 | 0.016887 | 0 | 0 | 0.011304 | 0.017225 | 0 | 0 | 0.01153 | 0.017569 | 0 | 0 | 0.01176 | 0.017921 | 0 | 0 | 0.011996 | 0.018279 | 0 | 0 | 0.012236 | 0.018645 | 0 | 0 | 0.01248 | 0.019017 | 0 | 0 | 0.01273 | 0.019398 | 0 | 0 | 0.012984 | 0.019786 | 0 | 0 | 0.013244 | 0.020181 | 0 | 0 | 0.013509 | 0.020585 | 0 | 0 | 0.013779 | 0.020997 | 0 | 0 | 0.014055 | 0.021417 | 0 | 0 | 0.014336 | 0.021845 | 0 | 0 | 0.014623 | 0.022282 | 0 | 0 | 0.014915 | 0.022728 | 0 | 0 | 0.015213 | 0.023182 | 0 | 0 | 0.015518 | 0.023646 | 0 | 0 | 0.015828 | 0.024119 | 0 | 0 | 0.016144 | 0.024601 | 0 | 0 | 0.016467 | 0.025093 | 0 | 0 | 0.016775 | 0.025561 | 0 | 0 | 0.017088 | 0.026039 | 0 | 0 | 0.017402 | 0.026517 | 0
T&D ($/annual kWh) | 0 | 19-RES-AllResidential-DSH_WASH | 15 | TD:0:19-RES-AllResidential-DSH_WASH:15 | 0 | 0.010797 | 0.016452 | 0 | 0 | 0.011013 | 0.016781 | 0 | 0 | 0.011233 | 0.017116 | 0 | 0 | 0.011458 | 0.017459 | 0 | 0 | 0.011687 | 0.017808 | 0 | 0 | 0.011921 | 0.018164 | 0 | 0 | 0.012159 | 0.018527 | 0 | 0 | 0.012402 | 0.018898 | 0 | 0 | 0.01265 | 0.019276 | 0 | 0 | 0.012903 | 0.019661 | 0 | 0 | 0.013161 | 0.020055 | 0 | 0 | 0.013425 | 0.020456 | 0 | 0 | 0.013693 | 0.020865 | 0 | 0 | 0.013967 | 0.021282 | 0 | 0 | 0.014246 | 0.021708 | 0 | 0 | 0.014531 | 0.022142 | 0 | 0 | 0.014822 | 0.022585 | 0 | 0 | 0.015118 | 0.023036 | 0 | 0 | 0.015421 | 0.023497 | 0 | 0 | 0.015729 | 0.023967 | 0 | 0 | 0.016044 | 0.024446 | 0 | 0 | 0.016364 | 0.024935 | 0 | 0 | 0.01667 | 0.025401 | 0 | 0 | 0.016981 | 0.025875 | 0 | 0 | 0.017293 | 0.02635 | 0
T&D ($/annual kWh) | 0 | 19-RES-AllResidential-DSH_WASH | SYSTEM | TD:0:19-RES-AllResidential-DSH_WASH:SYSTEM | 0 | 0.010064 | 0.015335 | 0 | 0 | 0.010265 | 0.015642 | 0 | 0 | 0.01047 | 0.015955 | 0 | 0 | 0.01068 | 0.016274 | 0 | 0 | 0.010893 | 0.016599 | 0 | 0 | 0.011111 | 0.016931 | 0 | 0 | 0.011333 | 0.01727 | 0 | 0 | 0.01156 | 0.017615 | 0 | 0 | 0.011791 | 0.017967 | 0 | 0 | 0.012027 | 0.018327 | 0 | 0 | 0.012268 | 0.018693 | 0 | 0 | 0.012513 | 0.019067 | 0 | 0 | 0.012763 | 0.019449 | 0 | 0 | 0.013018 | 0.019838 | 0 | 0 | 0.013279 | 0.020234 | 0 | 0 | 0.013544 | 0.020639 | 0 | 0 | 0.013815 | 0.021052 | 0 | 0 | 0.014092 | 0.021473 | 0 | 0 | 0.014373 | 0.021902 | 0 | 0 | 0.014661 | 0.02234 | 0 | 0 | 0.014954 | 0.022787 | 0 | 0 | 0.015253 | 0.023243 | 0 | 0 | 0.015538 | 0.023677 | 0 | 0 | 0.015828 | 0.024119 | 0 | 0 | 0.016118 | 0.024562 | 0
T&D ($/annual kWh) | 0 | 19-RES-AllResidential-FREEZ | 7 | TD:0:19-RES-AllResidential-FREEZ:7 | 0 | 0.0051716 | 0.0078806 | 0 | 0 | 0.0052751 | 0.0080382 | 0 | 0 | 0.0053806 | 0.008199 | 0 | 0 | 0.0054882 | 0.0083629 | 0 | 0 | 0.0055979 | 0.0085302 | 0 | 0 | 0.0057099 | 0.0087008 | 0 | 0 | 0.0058241 | 0.0088748 | 0 | 0 | 0.0059406 | 0.0090523 | 0 | 0 | 0.0060594 | 0.0092334 | 0 | 0 | 0.0061806 | 0.009418 | 0 | 0 | 0.0063042 | 0.0096064 | 0 | 0 | 0.0064303 | 0.0097985 | 0 | 0 | 0.0065589 | 0.0099945 | 0 | 0 | 0.0066901 | 0.010194 | 0 | 0 | 0.0068239 | 0.010398 | 0 | 0 | 0.0069603 | 0.010606 | 0 | 0 | 0.0070995 | 0.010818 | 0 | 0 | 0.0072415 | 0.011035 | 0 | 0 | 0.0073864 | 0.011255 | 0 | 0 | 0.0075341 | 0.011481 | 0 | 0 | 0.0076848 | 0.01171 | 0 | 0 | 0.0078385 | 0.011944 | 0 | 0 | 0.0079847 | 0.012167 | 0 | 0 | 0.008134 | 0.012395 | 0 | 0 | 0.0082832 | 0.012622 | 0
T&D ($/annual kWh) | 0 | 19-RES-AllResidential-FREEZ | 10 | TD:0:19-RES-AllResidential-FREEZ:10 | 0 | 0.0055591 | 0.0084709 | 0 | 0 | 0.0056702 | 0.0086404 | 0 | 0 | 0.0057836 | 0.0088132 | 0 | 0 | 0.0058993 | 0.0089894 | 0 | 0 | 0.0060173 | 0.0091692 | 0 | 0 | 0.0061376 | 0.0093526 | 0 | 0 | 0.0062604 | 0.0095397 | 0 | 0 | 0.0063856 | 0.0097305 | 0 | 0 | 0.0065133 | 0.0099251 | 0 | 0 | 0.0066436 | 0.010124 | 0 | 0 | 0.0067765 | 0.010326 | 0 | 0 | 0.006912 | 0.010533 | 0 | 0 | 0.0070502 | 0.010743 | 0 | 0 | 0.0071912 | 0.010958 | 0 | 0 | 0.0073351 | 0.011177 | 0 | 0 | 0.0074818 | 0.011401 | 0 | 0 | 0.0076314 | 0.011629 | 0 | 0 | 0.007784 | 0.011861 | 0 | 0 | 0.0079397 | 0.012099 | 0 | 0 | 0.0080985 | 0.012341 | 0 | 0 | 0.0082605 | 0.012587 | 0 | 0 | 0.0084257 | 0.012839 | 0 | 0 | 0.0085829 | 0.013079 | 0 | 0 | 0.0087433 | 0.013323 | 0 | 0 | 0.0089037 | 0.013568 | 0
T&D ($/annual kWh) | 0 | 19-RES-AllResidential-FREEZ | 14 | TD:0:19-RES-AllResidential-FREEZ:14 | 0 | 0.0055834 | 0.0085081 | 0 | 0 | 0.0056951 | 0.0086783 | 0 | 0 | 0.005809 | 0.0088518 | 0 | 0 | 0.0059252 | 0.0090289 | 0 | 0 | 0.0060437 | 0.0092094 | 0 | 0 | 0.0061646 | 0.0093936 | 0 | 0 | 0.0062879 | 0.0095815 | 0 | 0 | 0.0064136 | 0.0097731 | 0 | 0 | 0.0065419 | 0.0099686 | 0 | 0 | 0.0066727 | 0.010168 | 0 | 0 | 0.0068062 | 0.010371 | 0 | 0 | 0.0069423 | 0.010579 | 0 | 0 | 0.0070811 | 0.01079 | 0 | 0 | 0.0072228 | 0.011006 | 0 | 0 | 0.0073672 | 0.011226 | 0 | 0 | 0.0075146 | 0.011451 | 0 | 0 | 0.0076649 | 0.01168 | 0 | 0 | 0.0078182 | 0.011913 | 0 | 0 | 0.0079745 | 0.012152 | 0 | 0 | 0.008134 | 0.012395 | 0 | 0 | 0.0082967 | 0.012643 | 0 | 0 | 0.0084626 | 0.012895 | 0 | 0 | 0.0086205 | 0.013136 | 0 | 0 | 0.0087816 | 0.013382 | 0 | 0 | 0.0089428 | 0.013627 | 0
T&D ($/annual kWh) | 0 | 19-RES-AllResidential-FREEZ | 15 | TD:0:19-RES-AllResidential-FREEZ:15 | 0 | 0.0055759 | 0.0084956 | 0 | 0 | 0.0056875 | 0.0086655 | 0 | 0 | 0.0058012 | 0.0088388 | 0 | 0 | 0.0059172 | 0.0090156 | 0 | 0 | 0.0060356 | 0.0091959 | 0 | 0 | 0.0061563 | 0.0093798 | 0 | 0 | 0.0062794 | 0.0095674 | 0 | 0 | 0.006405 | 0.0097588 | 0 | 0 | 0.0065331 | 0.0099539 | 0 | 0 | 0.0066638 | 0.010153 | 0 | 0 | 0.006797 | 0.010356 | 0 | 0 | 0.006933 | 0.010563 | 0 | 0 | 0.0070716 | 0.010774 | 0 | 0 | 0.0072131 | 0.01099 | 0 | 0 | 0.0073573 | 0.01121 | 0 | 0 | 0.0075045 | 0.011434 | 0 | 0 | 0.0076546 | 0.011663 | 0 | 0 | 0.0078077 | 0.011896 | 0 | 0 | 0.0079638 | 0.012134 | 0 | 0 | 0.0081231 | 0.012376 | 0 | 0 | 0.0082856 | 0.012624 | 0 | 0 | 0.0084513 | 0.012876 | 0 | 0 | 0.008609 | 0.013117 | 0 | 0 | 0.0087699 | 0.013362 | 0 | 0 | 0.0089308 | 0.013607 | 0
T&D ($/annual kWh) | 0 | 19-RES-AllResidential-FREEZ | SYSTEM | TD:0:19-RES-AllResidential-FREEZ:SYSTEM | 0 | 0.0051716 | 0.0078806 | 0 | 0 | 0.0052751 | 0.0080382 | 0 | 0 | 0.0053806 | 0.008199 | 0 | 0 | 0.0054882 | 0.0083629 | 0 | 0 | 0.0055979 | 0.0085302 | 0 | 0 | 0.0057099 | 0.0087008 | 0 | 0 | 0.0058241 | 0.0088748 | 0 | 0 | 0.0059406 | 0.0090523 | 0 | 0 | 0.0060594 | 0.0092334 | 0 | 0 | 0.0061806 | 0.009418 | 0 | 0 | 0.0063042 | 0.0096064 | 0 | 0 | 0.0064303 | 0.0097985 | 0 | 0 | 0.0065589 | 0.0099945 | 0 | 0 | 0.0066901 | 0.010194 | 0 | 0 | 0.0068239 | 0.010398 | 0 | 0 | 0.0069603 | 0.010606 | 0 | 0 | 0.0070995 | 0.010818 | 0 | 0 | 0.0072415 | 0.011035 | 0 | 0 | 0.0073864 | 0.011255 | 0 | 0 | 0.0075341 | 0.011481 | 0 | 0 | 0.0076848 | 0.01171 | 0 | 0 | 0.0078385 | 0.011944 | 0 | 0 | 0.0079847 | 0.012167 | 0 | 0 | 0.008134 | 0.012395 | 0 | 0 | 0.0082832 | 0.012622 | 0
T&D ($/annual kWh) | 0 | 19-RES-AllResidential-LIGHT | 7 | TD:0:19-RES-AllResidential-LIGHT:7 | 0 | 0.0053353 | 0.00813 | 0 | 0 | 0.005442 | 0.0082926 | 0 | 0 | 0.0055509 | 0.0084585 | 0 | 0 | 0.0056619 | 0.0086277 | 0 | 0 | 0.0057751 | 0.0088002 | 0 | 0 | 0.0058906 | 0.0089762 | 0 | 0 | 0.0060085 | 0.0091558 | 0 | 0 | 0.0061286 | 0.0093389 | 0 | 0 | 0.0062512 | 0.0095256 | 0 | 0 | 0.0063762 | 0.0097162 | 0 | 0 | 0.0065038 | 0.0099105 | 0 | 0 | 0.0066338 | 0.010109 | 0 | 0 | 0.0067665 | 0.010311 | 0 | 0 | 0.0069018 | 0.010517 | 0 | 0 | 0.0070399 | 0.010727 | 0 | 0 | 0.0071807 | 0.010942 | 0 | 0 | 0.0073243 | 0.011161 | 0 | 0 | 0.0074708 | 0.011384 | 0 | 0 | 0.0076202 | 0.011612 | 0 | 0 | 0.0077726 | 0.011844 | 0 | 0 | 0.007928 | 0.012081 | 0 | 0 | 0.0080866 | 0.012322 | 0 | 0 | 0.0082375 | 0.012552 | 0 | 0 | 0.0083914 | 0.012787 | 0 | 0 | 0.0085454 | 0.013022 | 0
T&D ($/annual kWh) | 0 | 19-RES-AllResidential-LIGHT | 10 | TD:0:19-RES-AllResidential-LIGHT:10 | 0 | 0.005735 | 0.0087391 | 0 | 0 | 0.0058497 | 0.0089138 | 0 | 0 | 0.0059667 | 0.0090921 | 0 | 0 | 0.006086 | 0.009274 | 0 | 0 | 0.0062078 | 0.0094594 | 0 | 0 | 0.0063319 | 0.0096486 | 0 | 0 | 0.0064585 | 0.0098416 | 0 | 0 | 0.0065877 | 0.010038 | 0 | 0 | 0.0067195 | 0.010239 | 0 | 0 | 0.0068539 | 0.010444 | 0 | 0 | 0.0069909 | 0.010653 | 0 | 0 | 0.0071308 | 0.010866 | 0 | 0 | 0.0072734 | 0.011083 | 0 | 0 | 0.0074188 | 0.011305 | 0 | 0 | 0.0075672 | 0.011531 | 0 | 0 | 0.0077186 | 0.011762 | 0 | 0 | 0.0078729 | 0.011997 | 0 | 0 | 0.0080304 | 0.012237 | 0 | 0 | 0.008191 | 0.012482 | 0 | 0 | 0.0083548 | 0.012731 | 0 | 0 | 0.0085219 | 0.012986 | 0 | 0 | 0.0086924 | 0.013245 | 0 | 0 | 0.0088545 | 0.013493 | 0 | 0 | 0.00902 | 0.013745 | 0 | 0 | 0.0091855 | 0.013997 | 0
T&D ($/annual kWh) | 0 | 19-RES-AllResidential-LIGHT | 14 | TD:0:19-RES-AllResidential-LIGHT:14 | 0 | 0.0057602 | 0.0087774 | 0 | 0 | 0.0058754 | 0.0089529 | 0 | 0 | 0.0059929 | 0.009132 | 0 | 0 | 0.0061127 | 0.0093146 | 0 | 0 | 0.006235 | 0.0095009 | 0 | 0 | 0.0063597 | 0.0096909 | 0 | 0 | 0.0064869 | 0.0098848 | 0 | 0 | 0.0066166 | 0.010082 | 0 | 0 | 0.0067489 | 0.010284 | 0 | 0 | 0.0068839 | 0.01049 | 0 | 0 | 0.0070216 | 0.0107 | 0 | 0 | 0.007162 | 0.010914 | 0 | 0 | 0.0073053 | 0.011132 | 0 | 0 | 0.0074514 | 0.011354 | 0 | 0 | 0.0076004 | 0.011582 | 0 | 0 | 0.0077524 | 0.011813 | 0 | 0 | 0.0079075 | 0.012049 | 0 | 0 | 0.0080656 | 0.01229 | 0 | 0 | 0.0082269 | 0.012536 | 0 | 0 | 0.0083915 | 0.012787 | 0 | 0 | 0.0085593 | 0.013043 | 0 | 0 | 0.0087305 | 0.013304 | 0 | 0 | 0.0088934 | 0.013552 | 0 | 0 | 0.0090596 | 0.013805 | 0 | 0 | 0.0092258 | 0.014058 | 0
T&D ($/annual kWh) | 0 | 19-RES-AllResidential-LIGHT | 15 | TD:0:19-RES-AllResidential-LIGHT:15 | 0 | 0.0057376 | 0.0087424 | 0 | 0 | 0.0058524 | 0.0089172 | 0 | 0 | 0.0059694 | 0.0090956 | 0 | 0 | 0.0060888 | 0.0092775 | 0 | 0 | 0.0062106 | 0.009463 | 0 | 0 | 0.0063348 | 0.0096523 | 0 | 0 | 0.0064615 | 0.0098453 | 0 | 0 | 0.0065907 | 0.010042 | 0 | 0 | 0.0067226 | 0.010243 | 0 | 0 | 0.006857 | 0.010448 | 0 | 0 | 0.0069941 | 0.010657 | 0 | 0 | 0.007134 | 0.01087 | 0 | 0 | 0.0072767 | 0.011087 | 0 | 0 | 0.0074222 | 0.011309 | 0 | 0 | 0.0075707 | 0.011535 | 0 | 0 | 0.0077221 | 0.011766 | 0 | 0 | 0.0078765 | 0.012001 | 0 | 0 | 0.0080341 | 0.012241 | 0 | 0 | 0.0081948 | 0.012486 | 0 | 0 | 0.0083587 | 0.012736 | 0 | 0 | 0.0085258 | 0.012991 | 0 | 0 | 0.0086963 | 0.013251 | 0 | 0 | 0.0088586 | 0.013498 | 0 | 0 | 0.0090242 | 0.01375 | 0 | 0 | 0.0091897 | 0.014002 | 0
T&D ($/annual kWh) | 0 | 19-RES-AllResidential-LIGHT | SYSTEM | TD:0:19-RES-AllResidential-LIGHT:SYSTEM | 0 | 0.0053353 | 0.00813 | 0 | 0 | 0.005442 | 0.0082926 | 0 | 0 | 0.0055509 | 0.0084585 | 0 | 0 | 0.0056619 | 0.0086277 | 0 | 0 | 0.0057751 | 0.0088002 | 0 | 0 | 0.0058906 | 0.0089762 | 0 | 0 | 0.0060085 | 0.0091558 | 0 | 0 | 0.0061286 | 0.0093389 | 0 | 0 | 0.0062512 | 0.0095256 | 0 | 0 | 0.0063762 | 0.0097162 | 0 | 0 | 0.0065038 | 0.0099105 | 0 | 0 | 0.0066338 | 0.010109 | 0 | 0 | 0.0067665 | 0.010311 | 0 | 0 | 0.0069018 | 0.010517 | 0 | 0 | 0.0070399 | 0.010727 | 0 | 0 | 0.0071807 | 0.010942 | 0 | 0 | 0.0073243 | 0.011161 | 0 | 0 | 0.0074708 | 0.011384 | 0 | 0 | 0.0076202 | 0.011612 | 0 | 0 | 0.0077726 | 0.011844 | 0 | 0 | 0.007928 | 0.012081 | 0 | 0 | 0.0080866 | 0.012322 | 0 | 0 | 0.0082375 | 0.012552 | 0 | 0 | 0.0083914 | 0.012787 | 0 | 0 | 0.0085454 | 0.013022 | 0
T&D ($/annual kWh) | 0 | 19-RES-AllResidential-POOL_PMP | 7 | TD:0:19-RES-AllResidential-POOL_PMP:7 | 0 | 0.0021399 | 0.0032608 | 0 | 0 | 0.0021827 | 0.003326 | 0 | 0 | 0.0022264 | 0.0033926 | 0 | 0 | 0.0022709 | 0.0034604 | 0 | 0 | 0.0023163 | 0.0035296 | 0 | 0 | 0.0023626 | 0.0036002 | 0 | 0 | 0.0024099 | 0.0036722 | 0 | 0 | 0.0024581 | 0.0037457 | 0 | 0 | 0.0025072 | 0.0038206 | 0 | 0 | 0.0025574 | 0.003897 | 0 | 0 | 0.0026085 | 0.0039749 | 0 | 0 | 0.0026607 | 0.0040544 | 0 | 0 | 0.0027139 | 0.0041355 | 0 | 0 | 0.0027682 | 0.0042182 | 0 | 0 | 0.0028236 | 0.0043026 | 0 | 0 | 0.00288 | 0.0043886 | 0 | 0 | 0.0029376 | 0.0044764 | 0 | 0 | 0.0029964 | 0.0045659 | 0 | 0 | 0.0030563 | 0.0046573 | 0 | 0 | 0.0031174 | 0.0047504 | 0 | 0 | 0.0031798 | 0.0048454 | 0 | 0 | 0.0032434 | 0.0049423 | 0 | 0 | 0.0033039 | 0.0050345 | 0 | 0 | 0.0033657 | 0.0051286 | 0 | 0 | 0.0034274 | 0.0052227 | 0
T&D ($/annual kWh) | 0 | 19-RES-AllResidential-POOL_PMP | 10 | TD:0:19-RES-AllResidential-POOL_PMP:10 | 0 | 0.0023002 | 0.003505 | 0 | 0 | 0.0023462 | 0.0035751 | 0 | 0 | 0.0023931 | 0.0036466 | 0 | 0 | 0.002441 | 0.0037196 | 0 | 0 | 0.0024898 | 0.003794 | 0 | 0 | 0.0025396 | 0.0038698 | 0 | 0 | 0.0025904 | 0.0039472 | 0 | 0 | 0.0026422 | 0.0040262 | 0 | 0 | 0.002695 | 0.0041067 | 0 | 0 | 0.0027489 | 0.0041888 | 0 | 0 | 0.0028039 | 0.0042726 | 0 | 0 | 0.00286 | 0.0043581 | 0 | 0 | 0.0029172 | 0.0044452 | 0 | 0 | 0.0029755 | 0.0045341 | 0 | 0 | 0.003035 | 0.0046248 | 0 | 0 | 0.0030957 | 0.0047173 | 0 | 0 | 0.0031576 | 0.0048116 | 0 | 0 | 0.0032208 | 0.0049079 | 0 | 0 | 0.0032852 | 0.005006 | 0 | 0 | 0.0033509 | 0.0051062 | 0 | 0 | 0.0034179 | 0.0052083 | 0 | 0 | 0.0034863 | 0.0053124 | 0 | 0 | 0.0035513 | 0.0054116 | 0 | 0 | 0.0036177 | 0.0055127 | 0 | 0 | 0.0036841 | 0.0056139 | 0
T&D ($/annual kWh) | 0 | 19-RES-AllResidential-POOL_PMP | 14 | TD:0:19-RES-AllResidential-POOL_PMP:14 | 0 | 0.0023103 | 0.0035204 | 0 | 0 | 0.0023565 | 0.0035908 | 0 | 0 | 0.0024036 | 0.0036626 | 0 | 0 | 0.0024517 | 0.0037359 | 0 | 0 | 0.0025007 | 0.0038106 | 0 | 0 | 0.0025507 | 0.0038868 | 0 | 0 | 0.0026017 | 0.0039645 | 0 | 0 | 0.0026538 | 0.0040438 | 0 | 0 | 0.0027068 | 0.0041247 | 0 | 0 | 0.002761 | 0.0042072 | 0 | 0 | 0.0028162 | 0.0042913 | 0 | 0 | 0.0028725 | 0.0043772 | 0 | 0 | 0.00293 | 0.0044647 | 0 | 0 | 0.0029886 | 0.004554 | 0 | 0 | 0.0030483 | 0.0046451 | 0 | 0 | 0.0031093 | 0.004738 | 0 | 0 | 0.0031715 | 0.0048327 | 0 | 0 | 0.0032349 | 0.0049294 | 0 | 0 | 0.0032996 | 0.005028 | 0 | 0 | 0.0033656 | 0.0051285 | 0 | 0 | 0.0034329 | 0.0052311 | 0 | 0 | 0.0035016 | 0.0053357 | 0 | 0 | 0.0035669 | 0.0054353 | 0 | 0 | 0.0036336 | 0.0055369 | 0 | 0 | 0.0037002 | 0.0056385 | 0
T&D ($/annual kWh) | 0 | 19-RES-AllResidential-POOL_PMP | 15 | TD:0:19-RES-AllResidential-POOL_PMP:15 | 0 | 0.0023408 | 0.0035656 | 0 | 0 | 0.0023877 | 0.0036369 | 0 | 0 | 0.0024354 | 0.0037096 | 0 | 0 | 0.0024841 | 0.0037838 | 0 | 0 | 0.0025338 | 0.0038595 | 0 | 0 | 0.0025845 | 0.0039367 | 0 | 0 | 0.0026362 | 0.0040154 | 0 | 0 | 0.0026889 | 0.0040957 | 0 | 0 | 0.0027427 | 0.0041776 | 0 | 0 | 0.0027975 | 0.0042612 | 0 | 0 | 0.0028535 | 0.0043464 | 0 | 0 | 0.0029105 | 0.0044333 | 0 | 0 | 0.0029688 | 0.004522 | 0 | 0 | 0.0030281 | 0.0046125 | 0 | 0 | 0.0030887 | 0.0047047 | 0 | 0 | 0.0031505 | 0.0047988 | 0 | 0 | 0.0032135 | 0.0048948 | 0 | 0 | 0.0032777 | 0.0049927 | 0 | 0 | 0.0033433 | 0.0050925 | 0 | 0 | 0.0034102 | 0.0051944 | 0 | 0 | 0.0034784 | 0.0052983 | 0 | 0 | 0.0035479 | 0.0054042 | 0 | 0 | 0.0036141 | 0.0055051 | 0 | 0 | 0.0036817 | 0.005608 | 0 | 0 | 0.0037492 | 0.0057108 | 0
T&D ($/annual kWh) | 0 | 19-RES-AllResidential-POOL_PMP | SYSTEM | TD:0:19-RES-AllResidential-POOL_PMP:SYSTEM | 0 | 0.0021399 | 0.0032608 | 0 | 0 | 0.0021827 | 0.003326 | 0 | 0 | 0.0022264 | 0.0033926 | 0 | 0 | 0.0022709 | 0.0034604 | 0 | 0 | 0.0023163 | 0.0035296 | 0 | 0 | 0.0023626 | 0.0036002 | 0 | 0 | 0.0024099 | 0.0036722 | 0 | 0 | 0.0024581 | 0.0037457 | 0 | 0 | 0.0025072 | 0.0038206 | 0 | 0 | 0.0025574 | 0.003897 | 0 | 0 | 0.0026085 | 0.0039749 | 0 | 0 | 0.0026607 | 0.0040544 | 0 | 0 | 0.0027139 | 0.0041355 | 0 | 0 | 0.0027682 | 0.0042182 | 0 | 0 | 0.0028236 | 0.0043026 | 0 | 0 | 0.00288 | 0.0043886 | 0 | 0 | 0.0029376 | 0.0044764 | 0 | 0 | 0.0029964 | 0.0045659 | 0 | 0 | 0.0030563 | 0.0046573 | 0 | 0 | 0.0031174 | 0.0047504 | 0 | 0 | 0.0031798 | 0.0048454 | 0 | 0 | 0.0032434 | 0.0049423 | 0 | 0 | 0.0033039 | 0.0050345 | 0 | 0 | 0.0033657 | 0.0051286 | 0 | 0 | 0.0034274 | 0.0052227 | 0
T&D ($/annual kWh) | 0 | 19-RES-AllResidential-REFG | 7 | TD:0:19-RES-AllResidential-REFG:7 | 0 | 0.0053391 | 0.0081357 | 0 | 0 | 0.0054458 | 0.0082984 | 0 | 0 | 0.0055548 | 0.0084644 | 0 | 0 | 0.0056658 | 0.0086337 | 0 | 0 | 0.0057792 | 0.0088063 | 0 | 0 | 0.0058947 | 0.0089825 | 0 | 0 | 0.0060126 | 0.0091621 | 0 | 0 | 0.0061329 | 0.0093454 | 0 | 0 | 0.0062556 | 0.0095323 | 0 | 0 | 0.0063807 | 0.0097229 | 0 | 0 | 0.0065083 | 0.0099174 | 0 | 0 | 0.0066384 | 0.010116 | 0 | 0 | 0.0067712 | 0.010318 | 0 | 0 | 0.0069066 | 0.010524 | 0 | 0 | 0.0070448 | 0.010735 | 0 | 0 | 0.0071857 | 0.01095 | 0 | 0 | 0.0073294 | 0.011169 | 0 | 0 | 0.007476 | 0.011392 | 0 | 0 | 0.0076255 | 0.01162 | 0 | 0 | 0.007778 | 0.011852 | 0 | 0 | 0.0079336 | 0.012089 | 0 | 0 | 0.0080922 | 0.012331 | 0 | 0 | 0.0082432 | 0.012561 | 0 | 0 | 0.0083973 | 0.012796 | 0 | 0 | 0.0085513 | 0.013031 | 0
T&D ($/annual kWh) | 0 | 19-RES-AllResidential-REFG | 10 | TD:0:19-RES-AllResidential-REFG:10 | 0 | 0.005739 | 0.0087451 | 0 | 0 | 0.0058537 | 0.00892 | 0 | 0 | 0.0059708 | 0.0090984 | 0 | 0 | 0.0060902 | 0.0092804 | 0 | 0 | 0.006212 | 0.009466 | 0 | 0 | 0.0063363 | 0.0096553 | 0 | 0 | 0.006463 | 0.0098484 | 0 | 0 | 0.0065923 | 0.010045 | 0 | 0 | 0.0067241 | 0.010246 | 0 | 0 | 0.0068586 | 0.010451 | 0 | 0 | 0.0069958 | 0.01066 | 0 | 0 | 0.0071357 | 0.010873 | 0 | 0 | 0.0072784 | 0.011091 | 0 | 0 | 0.007424 | 0.011313 | 0 | 0 | 0.0075724 | 0.011539 | 0 | 0 | 0.0077239 | 0.01177 | 0 | 0 | 0.0078784 | 0.012005 | 0 | 0 | 0.0080359 | 0.012245 | 0 | 0 | 0.0081967 | 0.01249 | 0 | 0 | 0.0083606 | 0.01274 | 0 | 0 | 0.0085278 | 0.012995 | 0 | 0 | 0.0086984 | 0.013255 | 0 | 0 | 0.0088607 | 0.013502 | 0 | 0 | 0.0090263 | 0.013754 | 0 | 0 | 0.0091919 | 0.014007 | 0
T&D ($/annual kWh) | 0 | 19-RES-AllResidential-REFG | 14 | TD:0:19-RES-AllResidential-REFG:14 | 0 | 0.0057641 | 0.0087834 | 0 | 0 | 0.0058794 | 0.0089591 | 0 | 0 | 0.005997 | 0.0091383 | 0 | 0 | 0.0061169 | 0.009321 | 0 | 0 | 0.0062393 | 0.0095075 | 0 | 0 | 0.0063641 | 0.0096976 | 0 | 0 | 0.0064913 | 0.0098916 | 0 | 0 | 0.0066212 | 0.010089 | 0 | 0 | 0.0067536 | 0.010291 | 0 | 0 | 0.0068887 | 0.010497 | 0 | 0 | 0.0070264 | 0.010707 | 0 | 0 | 0.007167 | 0.010921 | 0 | 0 | 0.0073103 | 0.01114 | 0 | 0 | 0.0074565 | 0.011362 | 0 | 0 | 0.0076056 | 0.01159 | 0 | 0 | 0.0077578 | 0.011821 | 0 | 0 | 0.0079129 | 0.012058 | 0 | 0 | 0.0080712 | 0.012299 | 0 | 0 | 0.0082326 | 0.012545 | 0 | 0 | 0.0083972 | 0.012796 | 0 | 0 | 0.0085652 | 0.013052 | 0 | 0 | 0.0087365 | 0.013313 | 0 | 0 | 0.0088995 | 0.013561 | 0 | 0 | 0.0090658 | 0.013815 | 0 | 0 | 0.0092322 | 0.014068 | 0
T&D ($/annual kWh) | 0 | 19-RES-AllResidential-REFG | 15 | TD:0:19-RES-AllResidential-REFG:15 | 0 | 0.0057538 | 0.0087666 | 0 | 0 | 0.0058689 | 0.0089419 | 0 | 0 | 0.0059862 | 0.0091208 | 0 | 0 | 0.006106 | 0.0093032 | 0 | 0 | 0.0062281 | 0.0094893 | 0 | 0 | 0.0063526 | 0.0096791 | 0 | 0 | 0.0064797 | 0.0098726 | 0 | 0 | 0.0066093 | 0.01007 | 0 | 0 | 0.0067415 | 0.010271 | 0 | 0 | 0.0068763 | 0.010477 | 0 | 0 | 0.0070138 | 0.010686 | 0 | 0 | 0.0071541 | 0.0109 | 0 | 0 | 0.0072972 | 0.011118 | 0 | 0 | 0.0074431 | 0.011341 | 0 | 0 | 0.007592 | 0.011567 | 0 | 0 | 0.0077438 | 0.011799 | 0 | 0 | 0.0078987 | 0.012035 | 0 | 0 | 0.0080567 | 0.012275 | 0 | 0 | 0.0082178 | 0.012521 | 0 | 0 | 0.0083822 | 0.012771 | 0 | 0 | 0.0085498 | 0.013027 | 0 | 0 | 0.0087208 | 0.013287 | 0 | 0 | 0.0088835 | 0.013535 | 0 | 0 | 0.0090496 | 0.013788 | 0 | 0 | 0.0092156 | 0.014041 | 0
T&D ($/annual kWh) | 0 | 19-RES-AllResidential-REFG | SYSTEM | TD:0:19-RES-AllResidential-REFG:SYSTEM | 0 | 0.0053391 | 0.0081357 | 0 | 0 | 0.0054458 | 0.0082984 | 0 | 0 | 0.0055548 | 0.0084644 | 0 | 0 | 0.0056658 | 0.0086337 | 0 | 0 | 0.0057792 | 0.0088063 | 0 | 0 | 0.0058947 | 0.0089825 | 0 | 0 | 0.0060126 | 0.0091621 | 0 | 0 | 0.0061329 | 0.0093454 | 0 | 0 | 0.0062556 | 0.0095323 | 0 | 0 | 0.0063807 | 0.0097229 | 0 | 0 | 0.0065083 | 0.0099174 | 0 | 0 | 0.0066384 | 0.010116 | 0 | 0 | 0.0067712 | 0.010318 | 0 | 0 | 0.0069066 | 0.010524 | 0 | 0 | 0.0070448 | 0.010735 | 0 | 0 | 0.0071857 | 0.01095 | 0 | 0 | 0.0073294 | 0.011169 | 0 | 0 | 0.007476 | 0.011392 | 0 | 0 | 0.0076255 | 0.01162 | 0 | 0 | 0.007778 | 0.011852 | 0 | 0 | 0.0079336 | 0.012089 | 0 | 0 | 0.0080922 | 0.012331 | 0 | 0 | 0.0082432 | 0.012561 | 0 | 0 | 0.0083973 | 0.012796 | 0 | 0 | 0.0085513 | 0.013031 | 0
T&D ($/annual kWh) | 0 | 19-RES-AllResidential-SP_COOL | 7 | TD:0:19-RES-AllResidential-SP_COOL:7 | 0 | 0.061905 | 0.094332 | 0 | 0 | 0.063143 | 0.096218 | 0 | 0 | 0.064406 | 0.098143 | 0 | 0 | 0.065694 | 0.10011 | 0 | 0 | 0.067008 | 0.10211 | 0 | 0 | 0.068348 | 0.10415 | 0 | 0 | 0.069715 | 0.10623 | 0 | 0 | 0.07111 | 0.10836 | 0 | 0 | 0.072532 | 0.11052 | 0 | 0 | 0.073982 | 0.11274 | 0 | 0 | 0.075462 | 0.11499 | 0 | 0 | 0.076971 | 0.11729 | 0 | 0 | 0.078511 | 0.11964 | 0 | 0 | 0.080081 | 0.12203 | 0 | 0 | 0.081683 | 0.12447 | 0 | 0 | 0.083316 | 0.12696 | 0 | 0 | 0.084983 | 0.1295 | 0 | 0 | 0.086682 | 0.13209 | 0 | 0 | 0.088416 | 0.13473 | 0 | 0 | 0.090184 | 0.13742 | 0 | 0 | 0.091988 | 0.14017 | 0 | 0 | 0.093828 | 0.14298 | 0 | 0 | 0.095578 | 0.14564 | 0 | 0 | 0.097365 | 0.14837 | 0 | 0 | 0.099151 | 0.15109 | 0
T&D ($/annual kWh) | 0 | 19-RES-AllResidential-SP_COOL | 10 | TD:0:19-RES-AllResidential-SP_COOL:10 | 0 | 0.059492 | 0.090655 | 0 | 0 | 0.060682 | 0.092468 | 0 | 0 | 0.061896 | 0.094318 | 0 | 0 | 0.063134 | 0.096204 | 0 | 0 | 0.064396 | 0.098128 | 0 | 0 | 0.065684 | 0.10009 | 0 | 0 | 0.066998 | 0.10209 | 0 | 0 | 0.068338 | 0.10413 | 0 | 0 | 0.069705 | 0.10622 | 0 | 0 | 0.071099 | 0.10834 | 0 | 0 | 0.072521 | 0.11051 | 0 | 0 | 0.073971 | 0.11272 | 0 | 0 | 0.075451 | 0.11497 | 0 | 0 | 0.07696 | 0.11727 | 0 | 0 | 0.078499 | 0.11962 | 0 | 0 | 0.080069 | 0.12201 | 0 | 0 | 0.08167 | 0.12445 | 0 | 0 | 0.083304 | 0.12694 | 0 | 0 | 0.08497 | 0.12948 | 0 | 0 | 0.086669 | 0.13207 | 0 | 0 | 0.088403 | 0.13471 | 0 | 0 | 0.090171 | 0.1374 | 0 | 0 | 0.091853 | 0.13997 | 0 | 0 | 0.09357 | 0.14258 | 0 | 0 | 0.095286 | 0.1452 | 0
T&D ($/annual kWh) | 0 | 19-RES-AllResidential-SP_COOL | 14 | TD:0:19-RES-AllResidential-SP_COOL:14 | 0 | 0.059341 | 0.090424 | 0 | 0 | 0.060527 | 0.092232 | 0 | 0 | 0.061738 | 0.094077 | 0 | 0 | 0.062973 | 0.095958 | 0 | 0 | 0.064232 | 0.097878 | 0 | 0 | 0.065517 | 0.099835 | 0 | 0 | 0.066827 | 0.10183 | 0 | 0 | 0.068164 | 0.10387 | 0 | 0 | 0.069527 | 0.10595 | 0 | 0 | 0.070917 | 0.10806 | 0 | 0 | 0.072336 | 0.11023 | 0 | 0 | 0.073783 | 0.11243 | 0 | 0 | 0.075258 | 0.11468 | 0 | 0 | 0.076763 | 0.11697 | 0 | 0 | 0.078299 | 0.11931 | 0 | 0 | 0.079865 | 0.1217 | 0 | 0 | 0.081462 | 0.12413 | 0 | 0 | 0.083091 | 0.12662 | 0 | 0 | 0.084753 | 0.12915 | 0 | 0 | 0.086448 | 0.13173 | 0 | 0 | 0.088177 | 0.13436 | 0 | 0 | 0.08994 | 0.13705 | 0 | 0 | 0.091619 | 0.13961 | 0 | 0 | 0.093331 | 0.14222 | 0 | 0 | 0.095043 | 0.14483 | 0
T&D ($/annual kWh) | 0 | 19-RES-AllResidential-SP_COOL | 15 | TD:0:19-RES-AllResidential-SP_COOL:15 | 0 | 0.058821 | 0.08961 | 0 | 0 | 0.059997 | 0.091402 | 0 | 0 | 0.061197 | 0.093231 | 0 | 0 | 0.062421 | 0.095095 | 0 | 0 | 0.06367 | 0.096997 | 0 | 0 | 0.064943 | 0.098937 | 0 | 0 | 0.066242 | 0.10092 | 0 | 0 | 0.067567 | 0.10293 | 0 | 0 | 0.068918 | 0.10499 | 0 | 0 | 0.070296 | 0.10709 | 0 | 0 | 0.071702 | 0.10923 | 0 | 0 | 0.073136 | 0.11142 | 0 | 0 | 0.074599 | 0.11365 | 0 | 0 | 0.076091 | 0.11592 | 0 | 0 | 0.077613 | 0.11824 | 0 | 0 | 0.079165 | 0.1206 | 0 | 0 | 0.080748 | 0.12302 | 0 | 0 | 0.082363 | 0.12548 | 0 | 0 | 0.084011 | 0.12799 | 0 | 0 | 0.085691 | 0.13055 | 0 | 0 | 0.087405 | 0.13316 | 0 | 0 | 0.089153 | 0.13582 | 0 | 0 | 0.090816 | 0.13835 | 0 | 0 | 0.092514 | 0.14094 | 0 | 0 | 0.094211 | 0.14352 | 0
T&D ($/annual kWh) | 0 | 19-RES-AllResidential-SP_COOL | SYSTEM | TD:0:19-RES-AllResidential-SP_COOL:SYSTEM | 0 | 0.058821 | 0.08961 | 0 | 0 | 0.059997 | 0.091402 | 0 | 0 | 0.061197 | 0.093231 | 0 | 0 | 0.062421 | 0.095095 | 0 | 0 | 0.06367 | 0.096997 | 0 | 0 | 0.064943 | 0.098937 | 0 | 0 | 0.066242 | 0.10092 | 0 | 0 | 0.067567 | 0.10293 | 0 | 0 | 0.068918 | 0.10499 | 0 | 0 | 0.070296 | 0.10709 | 0 | 0 | 0.071702 | 0.10923 | 0 | 0 | 0.073136 | 0.11142 | 0 | 0 | 0.074599 | 0.11365 | 0 | 0 | 0.076091 | 0.11592 | 0 | 0 | 0.077613 | 0.11824 | 0 | 0 | 0.079165 | 0.1206 | 0 | 0 | 0.080748 | 0.12302 | 0 | 0 | 0.082363 | 0.12548 | 0 | 0 | 0.084011 | 0.12799 | 0 | 0 | 0.085691 | 0.13055 | 0 | 0 | 0.087405 | 0.13316 | 0 | 0 | 0.089153 | 0.13582 | 0 | 0 | 0.090816 | 0.13835 | 0 | 0 | 0.092514 | 0.14094 | 0 | 0 | 0.094211 | 0.14352 | 0
T&D ($/annual kWh) | 0 | 19-RES-AllResidential-SP_HEAT | 7 | TD:0:19-RES-AllResidential-SP_HEAT:7 | 0 | 0 | 0 | 0 | 0 | 0 | 0 | 0 | 0 | 0 | 0 | 0 | 0 | 0 | 0 | 0 | 0 | 0 | 0 | 0 | 0 | 0 | 0 | 0 | 0 | 0 | 0 | 0 | 0 | 0 | 0 | 0 | 0 | 0 | 0 | 0 | 0 | 0 | 0 | 0 | 0 | 0 | 0 | 0 | 0 | 0 | 0 | 0 | 0 | 0 | 0 | 0 | 0 | 0 | 0 | 0 | 0 | 0 | 0 | 0 | 0 | 0 | 0 | 0 | 0 | 0 | 0 | 0 | 0 | 0 | 0 | 0 | 0 | 0 | 0 | 0 | 0 | 0 | 0 | 0 | 0 | 0 | 0 | 0 | 0 | 0 | 0 | 0 | 0 | 0 | 0 | 0 | 0 | 0 | 0 | 0 | 0 | 0 | 0 | 0
T&D ($/annual kWh) | 0 | 19-RES-AllResidential-SP_HEAT | 10 | TD:0:19-RES-AllResidential-SP_HEAT:10 | 0 | 0 | 0 | 0 | 0 | 0 | 0 | 0 | 0 | 0 | 0 | 0 | 0 | 0 | 0 | 0 | 0 | 0 | 0 | 0 | 0 | 0 | 0 | 0 | 0 | 0 | 0 | 0 | 0 | 0 | 0 | 0 | 0 | 0 | 0 | 0 | 0 | 0 | 0 | 0 | 0 | 0 | 0 | 0 | 0 | 0 | 0 | 0 | 0 | 0 | 0 | 0 | 0 | 0 | 0 | 0 | 0 | 0 | 0 | 0 | 0 | 0 | 0 | 0 | 0 | 0 | 0 | 0 | 0 | 0 | 0 | 0 | 0 | 0 | 0 | 0 | 0 | 0 | 0 | 0 | 0 | 0 | 0 | 0 | 0 | 0 | 0 | 0 | 0 | 0 | 0 | 0 | 0 | 0 | 0 | 0 | 0 | 0 | 0 | 0
T&D ($/annual kWh) | 0 | 19-RES-AllResidential-SP_HEAT | 14 | TD:0:19-RES-AllResidential-SP_HEAT:14 | 0 | 0 | 0 | 0 | 0 | 0 | 0 | 0 | 0 | 0 | 0 | 0 | 0 | 0 | 0 | 0 | 0 | 0 | 0 | 0 | 0 | 0 | 0 | 0 | 0 | 0 | 0 | 0 | 0 | 0 | 0 | 0 | 0 | 0 | 0 | 0 | 0 | 0 | 0 | 0 | 0 | 0 | 0 | 0 | 0 | 0 | 0 | 0 | 0 | 0 | 0 | 0 | 0 | 0 | 0 | 0 | 0 | 0 | 0 | 0 | 0 | 0 | 0 | 0 | 0 | 0 | 0 | 0 | 0 | 0 | 0 | 0 | 0 | 0 | 0 | 0 | 0 | 0 | 0 | 0 | 0 | 0 | 0 | 0 | 0 | 0 | 0 | 0 | 0 | 0 | 0 | 0 | 0 | 0 | 0 | 0 | 0 | 0 | 0 | 0
T&D ($/annual kWh) | 0 | 19-RES-AllResidential-SP_HEAT | 15 | TD:0:19-RES-AllResidential-SP_HEAT:15 | 0 | 0 | 0 | 0 | 0 | 0 | 0 | 0 | 0 | 0 | 0 | 0 | 0 | 0 | 0 | 0 | 0 | 0 | 0 | 0 | 0 | 0 | 0 | 0 | 0 | 0 | 0 | 0 | 0 | 0 | 0 | 0 | 0 | 0 | 0 | 0 | 0 | 0 | 0 | 0 | 0 | 0 | 0 | 0 | 0 | 0 | 0 | 0 | 0 | 0 | 0 | 0 | 0 | 0 | 0 | 0 | 0 | 0 | 0 | 0 | 0 | 0 | 0 | 0 | 0 | 0 | 0 | 0 | 0 | 0 | 0 | 0 | 0 | 0 | 0 | 0 | 0 | 0 | 0 | 0 | 0 | 0 | 0 | 0 | 0 | 0 | 0 | 0 | 0 | 0 | 0 | 0 | 0 | 0 | 0 | 0 | 0 | 0 | 0 | 0
T&D ($/annual kWh) | 0 | 19-RES-AllResidential-SP_HEAT | SYSTEM | TD:0:19-RES-AllResidential-SP_HEAT:SYSTEM | 0 | 0 | 0 | 0 | 0 | 0 | 0 | 0 | 0 | 0 | 0 | 0 | 0 | 0 | 0 | 0 | 0 | 0 | 0 | 0 | 0 | 0 | 0 | 0 | 0 | 0 | 0 | 0 | 0 | 0 | 0 | 0 | 0 | 0 | 0 | 0 | 0 | 0 | 0 | 0 | 0 | 0 | 0 | 0 | 0 | 0 | 0 | 0 | 0 | 0 | 0 | 0 | 0 | 0 | 0 | 0 | 0 | 0 | 0 | 0 | 0 | 0 | 0 | 0 | 0 | 0 | 0 | 0 | 0 | 0 | 0 | 0 | 0 | 0 | 0 | 0 | 0 | 0 | 0 | 0 | 0 | 0 | 0 | 0 | 0 | 0 | 0 | 0 | 0 | 0 | 0 | 0 | 0 | 0 | 0 | 0 | 0 | 0 | 0 | 0
T&D ($/annual kWh) | 0 | 19-RES-AllResidential-WAT_HEAT | 7 | TD:0:19-RES-AllResidential-WAT_HEAT:7 | 0 | 0.0050517 | 0.0076978 | 0 | 0 | 0.0051527 | 0.0078517 | 0 | 0 | 0.0052557 | 0.0080088 | 0 | 0 | 0.0053609 | 0.0081689 | 0 | 0 | 0.0054681 | 0.0083323 | 0 | 0 | 0.0055774 | 0.008499 | 0 | 0 | 0.005689 | 0.0086689 | 0 | 0 | 0.0058028 | 0.0088423 | 0 | 0 | 0.0059188 | 0.0090192 | 0 | 0 | 0.0060372 | 0.0091995 | 0 | 0 | 0.0061579 | 0.0093835 | 0 | 0 | 0.0062811 | 0.0095712 | 0 | 0 | 0.0064067 | 0.0097626 | 0 | 0 | 0.0065349 | 0.0099579 | 0 | 0 | 0.0066656 | 0.010157 | 0 | 0 | 0.0067989 | 0.01036 | 0 | 0 | 0.0069348 | 0.010567 | 0 | 0 | 0.0070735 | 0.010779 | 0 | 0 | 0.007215 | 0.010994 | 0 | 0 | 0.0073593 | 0.011214 | 0 | 0 | 0.0075065 | 0.011438 | 0 | 0 | 0.0076566 | 0.011667 | 0 | 0 | 0.0077995 | 0.011885 | 0 | 0 | 0.0079453 | 0.012107 | 0 | 0 | 0.008091 | 0.012329 | 0
T&D ($/annual kWh) | 0 | 19-RES-AllResidential-WAT_HEAT | 10 | TD:0:19-RES-AllResidential-WAT_HEAT:10 | 0 | 0.0054299 | 0.0082742 | 0 | 0 | 0.0055385 | 0.0084397 | 0 | 0 | 0.0056493 | 0.0086085 | 0 | 0 | 0.0057623 | 0.0087806 | 0 | 0 | 0.0058775 | 0.0089562 | 0 | 0 | 0.0059951 | 0.0091354 | 0 | 0 | 0.006115 | 0.0093181 | 0 | 0 | 0.0062373 | 0.0095044 | 0 | 0 | 0.006362 | 0.0096945 | 0 | 0 | 0.0064893 | 0.0098884 | 0 | 0 | 0.0066191 | 0.010086 | 0 | 0 | 0.0067514 | 0.010288 | 0 | 0 | 0.0068865 | 0.010494 | 0 | 0 | 0.0070242 | 0.010704 | 0 | 0 | 0.0071647 | 0.010918 | 0 | 0 | 0.007308 | 0.011136 | 0 | 0 | 0.0074541 | 0.011359 | 0 | 0 | 0.0076032 | 0.011586 | 0 | 0 | 0.0077553 | 0.011818 | 0 | 0 | 0.0079104 | 0.012054 | 0 | 0 | 0.0080686 | 0.012295 | 0 | 0 | 0.00823 | 0.012541 | 0 | 0 | 0.0083835 | 0.012775 | 0 | 0 | 0.0085402 | 0.013014 | 0 | 0 | 0.0086969 | 0.013252 | 0
T&D ($/annual kWh) | 0 | 19-RES-AllResidential-WAT_HEAT | 14 | TD:0:19-RES-AllResidential-WAT_HEAT:14 | 0 | 0.0054537 | 0.0083105 | 0 | 0 | 0.0055628 | 0.0084767 | 0 | 0 | 0.0056741 | 0.0086462 | 0 | 0 | 0.0057876 | 0.0088191 | 0 | 0 | 0.0059033 | 0.0089955 | 0 | 0 | 0.0060214 | 0.0091754 | 0 | 0 | 0.0061418 | 0.0093589 | 0 | 0 | 0.0062646 | 0.0095461 | 0 | 0 | 0.0063899 | 0.009737 | 0 | 0 | 0.0065177 | 0.0099318 | 0 | 0 | 0.0066481 | 0.01013 | 0 | 0 | 0.006781 | 0.010333 | 0 | 0 | 0.0069167 | 0.01054 | 0 | 0 | 0.007055 | 0.01075 | 0 | 0 | 0.0071961 | 0.010965 | 0 | 0 | 0.00734 | 0.011185 | 0 | 0 | 0.0074868 | 0.011408 | 0 | 0 | 0.0076366 | 0.011637 | 0 | 0 | 0.0077893 | 0.011869 | 0 | 0 | 0.0079451 | 0.012107 | 0 | 0 | 0.008104 | 0.012349 | 0 | 0 | 0.008266 | 0.012596 | 0 | 0 | 0.0084203 | 0.012831 | 0 | 0 | 0.0085777 | 0.013071 | 0 | 0 | 0.008735 | 0.013311 | 0
T&D ($/annual kWh) | 0 | 19-RES-AllResidential-WAT_HEAT | 15 | TD:0:19-RES-AllResidential-WAT_HEAT:15 | 0 | 0.0054321 | 0.0082768 | 0 | 0 | 0.0055407 | 0.0084423 | 0 | 0 | 0.0056515 | 0.0086112 | 0 | 0 | 0.0057646 | 0.0087834 | 0 | 0 | 0.0058799 | 0.0089591 | 0 | 0 | 0.0059975 | 0.0091383 | 0 | 0 | 0.0061174 | 0.009321 | 0 | 0 | 0.0062398 | 0.0095074 | 0 | 0 | 0.0063645 | 0.0096976 | 0 | 0 | 0.0064918 | 0.0098915 | 0 | 0 | 0.0066217 | 0.010089 | 0 | 0 | 0.0067541 | 0.010291 | 0 | 0 | 0.0068892 | 0.010497 | 0 | 0 | 0.007027 | 0.010707 | 0 | 0 | 0.0071675 | 0.010921 | 0 | 0 | 0.0073109 | 0.011139 | 0 | 0 | 0.0074571 | 0.011362 | 0 | 0 | 0.0076062 | 0.01159 | 0 | 0 | 0.0077583 | 0.011821 | 0 | 0 | 0.0079135 | 0.012058 | 0 | 0 | 0.0080718 | 0.012299 | 0 | 0 | 0.0082332 | 0.012545 | 0 | 0 | 0.0083868 | 0.012779 | 0 | 0 | 0.0085436 | 0.013018 | 0 | 0 | 0.0087003 | 0.013257 | 0
T&D ($/annual kWh) | 0 | 19-RES-AllResidential-WAT_HEAT | SYSTEM | TD:0:19-RES-AllResidential-WAT_HEAT:SYSTEM | 0 | 0.0050517 | 0.0076978 | 0 | 0 | 0.0051527 | 0.0078517 | 0 | 0 | 0.0052557 | 0.0080088 | 0 | 0 | 0.0053609 | 0.0081689 | 0 | 0 | 0.0054681 | 0.0083323 | 0 | 0 | 0.0055774 | 0.008499 | 0 | 0 | 0.005689 | 0.0086689 | 0 | 0 | 0.0058028 | 0.0088423 | 0 | 0 | 0.0059188 | 0.0090192 | 0 | 0 | 0.0060372 | 0.0091995 | 0 | 0 | 0.0061579 | 0.0093835 | 0 | 0 | 0.0062811 | 0.0095712 | 0 | 0 | 0.0064067 | 0.0097626 | 0 | 0 | 0.0065349 | 0.0099579 | 0 | 0 | 0.0066656 | 0.010157 | 0 | 0 | 0.0067989 | 0.01036 | 0 | 0 | 0.0069348 | 0.010567 | 0 | 0 | 0.0070735 | 0.010779 | 0 | 0 | 0.007215 | 0.010994 | 0 | 0 | 0.0073593 | 0.011214 | 0 | 0 | 0.0075065 | 0.011438 | 0 | 0 | 0.0076566 | 0.011667 | 0 | 0 | 0.0077995 | 0.011885 | 0 | 0 | 0.0079453 | 0.012107 | 0 | 0 | 0.008091 | 0.012329 | 0
T&D ($/annual kWh) | 0 | 20-RFF-Restaurant–FastFood-Cooling | 7 | TD:0:20-RFF-Restaurant–FastFood-Cooling:7 | 0 | 0.014582 | 0.022221 | 0 | 0 | 0.014874 | 0.022665 | 0 | 0 | 0.015172 | 0.023119 | 0 | 0 | 0.015475 | 0.023581 | 0 | 0 | 0.015784 | 0.024053 | 0 | 0 | 0.0161 | 0.024534 | 0 | 0 | 0.016422 | 0.025024 | 0 | 0 | 0.016751 | 0.025525 | 0 | 0 | 0.017086 | 0.026035 | 0 | 0 | 0.017427 | 0.026556 | 0 | 0 | 0.017776 | 0.027087 | 0 | 0 | 0.018131 | 0.027629 | 0 | 0 | 0.018494 | 0.028181 | 0 | 0 | 0.018864 | 0.028745 | 0 | 0 | 0.019241 | 0.02932 | 0 | 0 | 0.019626 | 0.029906 | 0 | 0 | 0.020019 | 0.030504 | 0 | 0 | 0.020419 | 0.031115 | 0 | 0 | 0.020827 | 0.031737 | 0 | 0 | 0.021244 | 0.032372 | 0 | 0 | 0.021669 | 0.033019 | 0 | 0 | 0.022102 | 0.033679 | 0 | 0 | 0.022515 | 0.034308 | 0 | 0 | 0.022935 | 0.034949 | 0 | 0 | 0.023356 | 0.03559 | 0
T&D ($/annual kWh) | 0 | 20-RFF-Restaurant–FastFood-Cooling | 10 | TD:0:20-RFF-Restaurant–FastFood-Cooling:10 | 0 | 0.016717 | 0.025474 | 0 | 0 | 0.017052 | 0.025984 | 0 | 0 | 0.017393 | 0.026503 | 0 | 0 | 0.017741 | 0.027033 | 0 | 0 | 0.018095 | 0.027574 | 0 | 0 | 0.018457 | 0.028125 | 0 | 0 | 0.018826 | 0.028688 | 0 | 0 | 0.019203 | 0.029262 | 0 | 0 | 0.019587 | 0.029847 | 0 | 0 | 0.019979 | 0.030444 | 0 | 0 | 0.020378 | 0.031053 | 0 | 0 | 0.020786 | 0.031674 | 0 | 0 | 0.021202 | 0.032307 | 0 | 0 | 0.021626 | 0.032953 | 0 | 0 | 0.022058 | 0.033613 | 0 | 0 | 0.022499 | 0.034285 | 0 | 0 | 0.022949 | 0.03497 | 0 | 0 | 0.023408 | 0.03567 | 0 | 0 | 0.023877 | 0.036383 | 0 | 0 | 0.024354 | 0.037111 | 0 | 0 | 0.024841 | 0.037853 | 0 | 0 | 0.025338 | 0.03861 | 0 | 0 | 0.025811 | 0.039331 | 0 | 0 | 0.026293 | 0.040066 | 0 | 0 | 0.026776 | 0.040801 | 0
T&D ($/annual kWh) | 0 | 20-RFF-Restaurant–FastFood-Cooling | 14 | TD:0:20-RFF-Restaurant–FastFood-Cooling:14 | 0 | 0.016852 | 0.025679 | 0 | 0 | 0.017189 | 0.026192 | 0 | 0 | 0.017533 | 0.026716 | 0 | 0 | 0.017883 | 0.027251 | 0 | 0 | 0.018241 | 0.027796 | 0 | 0 | 0.018606 | 0.028351 | 0 | 0 | 0.018978 | 0.028919 | 0 | 0 | 0.019357 | 0.029497 | 0 | 0 | 0.019744 | 0.030087 | 0 | 0 | 0.020139 | 0.030689 | 0 | 0 | 0.020542 | 0.031302 | 0 | 0 | 0.020953 | 0.031928 | 0 | 0 | 0.021372 | 0.032567 | 0 | 0 | 0.021799 | 0.033218 | 0 | 0 | 0.022235 | 0.033883 | 0 | 0 | 0.02268 | 0.03456 | 0 | 0 | 0.023134 | 0.035251 | 0 | 0 | 0.023596 | 0.035957 | 0 | 0 | 0.024068 | 0.036676 | 0 | 0 | 0.02455 | 0.037409 | 0 | 0 | 0.025041 | 0.038157 | 0 | 0 | 0.025542 | 0.03892 | 0 | 0 | 0.026018 | 0.039647 | 0 | 0 | 0.026504 | 0.040388 | 0 | 0 | 0.026991 | 0.041129 | 0
T&D ($/annual kWh) | 0 | 20-RFF-Restaurant–FastFood-Cooling | 15 | TD:0:20-RFF-Restaurant–FastFood-Cooling:15 | 0 | 0.016906 | 0.02576 | 0 | 0 | 0.017244 | 0.026275 | 0 | 0 | 0.017589 | 0.026801 | 0 | 0 | 0.017941 | 0.027337 | 0 | 0 | 0.0183 | 0.027883 | 0 | 0 | 0.018666 | 0.028441 | 0 | 0 | 0.019039 | 0.02901 | 0 | 0 | 0.01942 | 0.02959 | 0 | 0 | 0.019808 | 0.030182 | 0 | 0 | 0.020205 | 0.030785 | 0 | 0 | 0.020609 | 0.031401 | 0 | 0 | 0.021021 | 0.032029 | 0 | 0 | 0.021441 | 0.03267 | 0 | 0 | 0.02187 | 0.033323 | 0 | 0 | 0.022308 | 0.03399 | 0 | 0 | 0.022754 | 0.034669 | 0 | 0 | 0.023209 | 0.035363 | 0 | 0 | 0.023673 | 0.03607 | 0 | 0 | 0.024146 | 0.036791 | 0 | 0 | 0.024629 | 0.037527 | 0 | 0 | 0.025122 | 0.038278 | 0 | 0 | 0.025624 | 0.039043 | 0 | 0 | 0.026102 | 0.039772 | 0 | 0 | 0.02659 | 0.040515 | 0 | 0 | 0.027078 | 0.041259 | 0
T&D ($/annual kWh) | 0 | 20-RFF-Restaurant–FastFood-Cooling | SYSTEM | TD:0:20-RFF-Restaurant–FastFood-Cooling:SYSTEM | 0 | 0.014582 | 0.022221 | 0 | 0 | 0.014874 | 0.022665 | 0 | 0 | 0.015172 | 0.023119 | 0 | 0 | 0.015475 | 0.023581 | 0 | 0 | 0.015784 | 0.024053 | 0 | 0 | 0.0161 | 0.024534 | 0 | 0 | 0.016422 | 0.025024 | 0 | 0 | 0.016751 | 0.025525 | 0 | 0 | 0.017086 | 0.026035 | 0 | 0 | 0.017427 | 0.026556 | 0 | 0 | 0.017776 | 0.027087 | 0 | 0 | 0.018131 | 0.027629 | 0 | 0 | 0.018494 | 0.028181 | 0 | 0 | 0.018864 | 0.028745 | 0 | 0 | 0.019241 | 0.02932 | 0 | 0 | 0.019626 | 0.029906 | 0 | 0 | 0.020019 | 0.030504 | 0 | 0 | 0.020419 | 0.031115 | 0 | 0 | 0.020827 | 0.031737 | 0 | 0 | 0.021244 | 0.032372 | 0 | 0 | 0.021669 | 0.033019 | 0 | 0 | 0.022102 | 0.033679 | 0 | 0 | 0.022515 | 0.034308 | 0 | 0 | 0.022935 | 0.034949 | 0 | 0 | 0.023356 | 0.03559 | 0
T&D ($/annual kWh) | 0 | 20-RFF-Restaurant–FastFood-ExtLight | 7 | TD:0:20-RFF-Restaurant–FastFood-ExtLight:7 | 0 | 0.00010522 | 0.00016034 | 0 | 0 | 0.00010733 | 0.00016355 | 0 | 0 | 0.00010947 | 0.00016682 | 0 | 0 | 0.00011166 | 0.00017015 | 0 | 0 | 0.0001139 | 0.00017356 | 0 | 0 | 0.00011617 | 0.00017703 | 0 | 0 | 0.0001185 | 0.00018057 | 0 | 0 | 0.00012087 | 0.00018418 | 0 | 0 | 0.00012329 | 0.00018786 | 0 | 0 | 0.00012575 | 0.00019162 | 0 | 0 | 0.00012827 | 0.00019545 | 0 | 0 | 0.00013083 | 0.00019936 | 0 | 0 | 0.00013345 | 0.00020335 | 0 | 0 | 0.00013612 | 0.00020742 | 0 | 0 | 0.00013884 | 0.00021156 | 0 | 0 | 0.00014162 | 0.0002158 | 0 | 0 | 0.00014445 | 0.00022011 | 0 | 0 | 0.00014734 | 0.00022451 | 0 | 0 | 0.00015028 | 0.000229 | 0 | 0 | 0.00015329 | 0.00023358 | 0 | 0 | 0.00015636 | 0.00023826 | 0 | 0 | 0.00015948 | 0.00024302 | 0 | 0 | 0.00016246 | 0.00024756 | 0 | 0 | 0.00016549 | 0.00025218 | 0 | 0 | 0.00016853 | 0.00025681 | 0
T&D ($/annual kWh) | 0 | 20-RFF-Restaurant–FastFood-ExtLight | 10 | TD:0:20-RFF-Restaurant–FastFood-ExtLight:10 | 0 | 9.8488e-05 | 0.00015008 | 0 | 0 | 0.00010046 | 0.00015308 | 0 | 0 | 0.00010247 | 0.00015614 | 0 | 0 | 0.00010452 | 0.00015926 | 0 | 0 | 0.00010661 | 0.00016245 | 0 | 0 | 0.00010874 | 0.0001657 | 0 | 0 | 0.00011091 | 0.00016901 | 0 | 0 | 0.00011313 | 0.00017239 | 0 | 0 | 0.00011539 | 0.00017584 | 0 | 0 | 0.0001177 | 0.00017936 | 0 | 0 | 0.00012006 | 0.00018294 | 0 | 0 | 0.00012246 | 0.0001866 | 0 | 0 | 0.00012491 | 0.00019033 | 0 | 0 | 0.00012741 | 0.00019414 | 0 | 0 | 0.00012995 | 0.00019802 | 0 | 0 | 0.00013255 | 0.00020198 | 0 | 0 | 0.0001352 | 0.00020602 | 0 | 0 | 0.00013791 | 0.00021014 | 0 | 0 | 0.00014067 | 0.00021435 | 0 | 0 | 0.00014348 | 0.00021863 | 0 | 0 | 0.00014635 | 0.00022301 | 0 | 0 | 0.00014928 | 0.00022747 | 0 | 0 | 0.00015206 | 0.00023171 | 0 | 0 | 0.0001549 | 0.00023604 | 0 | 0 | 0.00015774 | 0.00024037 | 0
T&D ($/annual kWh) | 0 | 20-RFF-Restaurant–FastFood-ExtLight | 14 | TD:0:20-RFF-Restaurant–FastFood-ExtLight:14 | 0 | 9.8064e-05 | 0.00014943 | 0 | 0 | 0.00010003 | 0.00015242 | 0 | 0 | 0.00010203 | 0.00015547 | 0 | 0 | 0.00010407 | 0.00015858 | 0 | 0 | 0.00010615 | 0.00016175 | 0 | 0 | 0.00010827 | 0.00016498 | 0 | 0 | 0.00011044 | 0.00016828 | 0 | 0 | 0.00011265 | 0.00017165 | 0 | 0 | 0.0001149 | 0.00017508 | 0 | 0 | 0.0001172 | 0.00017858 | 0 | 0 | 0.00011954 | 0.00018216 | 0 | 0 | 0.00012193 | 0.0001858 | 0 | 0 | 0.00012437 | 0.00018952 | 0 | 0 | 0.00012686 | 0.00019331 | 0 | 0 | 0.00012939 | 0.00019717 | 0 | 0 | 0.00013198 | 0.00020112 | 0 | 0 | 0.00013462 | 0.00020514 | 0 | 0 | 0.00013731 | 0.00020924 | 0 | 0 | 0.00014006 | 0.00021343 | 0 | 0 | 0.00014286 | 0.00021769 | 0 | 0 | 0.00014572 | 0.00022205 | 0 | 0 | 0.00014863 | 0.00022649 | 0 | 0 | 0.00015141 | 0.00023071 | 0 | 0 | 0.00015424 | 0.00023503 | 0 | 0 | 0.00015707 | 0.00023934 | 0
T&D ($/annual kWh) | 0 | 20-RFF-Restaurant–FastFood-ExtLight | 15 | TD:0:20-RFF-Restaurant–FastFood-ExtLight:15 | 0 | 0.00016532 | 0.0002499 | 0 | 0 | 0.00016862 | 0.0002549 | 0 | 0 | 0.000172 | 0.00026 | 0 | 0 | 0.00017544 | 0.0002652 | 0 | 0 | 0.00017894 | 0.0002705 | 0 | 0 | 0.00018252 | 0.00027591 | 0 | 0 | 0.00018617 | 0.00028143 | 0 | 0 | 0.0001899 | 0.00028706 | 0 | 0 | 0.00019369 | 0.0002928 | 0 | 0 | 0.00019757 | 0.00029865 | 0 | 0 | 0.00020152 | 0.00030463 | 0 | 0 | 0.00020555 | 0.00031072 | 0 | 0 | 0.00020966 | 0.00031693 | 0 | 0 | 0.00021385 | 0.00032327 | 0 | 0 | 0.00021813 | 0.00032974 | 0 | 0 | 0.00022249 | 0.00033633 | 0 | 0 | 0.00022694 | 0.00034306 | 0 | 0 | 0.00023148 | 0.00034992 | 0 | 0 | 0.00023611 | 0.00035692 | 0 | 0 | 0.00024083 | 0.00036406 | 0 | 0 | 0.00024565 | 0.00037134 | 0 | 0 | 0.00025056 | 0.00037876 | 0 | 0 | 0.00025524 | 0.00038583 | 0 | 0 | 0.00026001 | 0.00039304 | 0 | 0 | 0.00026478 | 0.00040025 | 0
T&D ($/annual kWh) | 0 | 20-RFF-Restaurant–FastFood-ExtLight | SYSTEM | TD:0:20-RFF-Restaurant–FastFood-ExtLight:SYSTEM | 0 | 9.8064e-05 | 0.00014943 | 0 | 0 | 0.00010003 | 0.00015242 | 0 | 0 | 0.00010203 | 0.00015547 | 0 | 0 | 0.00010407 | 0.00015858 | 0 | 0 | 0.00010615 | 0.00016175 | 0 | 0 | 0.00010827 | 0.00016498 | 0 | 0 | 0.00011044 | 0.00016828 | 0 | 0 | 0.00011265 | 0.00017165 | 0 | 0 | 0.0001149 | 0.00017508 | 0 | 0 | 0.0001172 | 0.00017858 | 0 | 0 | 0.00011954 | 0.00018216 | 0 | 0 | 0.00012193 | 0.0001858 | 0 | 0 | 0.00012437 | 0.00018952 | 0 | 0 | 0.00012686 | 0.00019331 | 0 | 0 | 0.00012939 | 0.00019717 | 0 | 0 | 0.00013198 | 0.00020112 | 0 | 0 | 0.00013462 | 0.00020514 | 0 | 0 | 0.00013731 | 0.00020924 | 0 | 0 | 0.00014006 | 0.00021343 | 0 | 0 | 0.00014286 | 0.00021769 | 0 | 0 | 0.00014572 | 0.00022205 | 0 | 0 | 0.00014863 | 0.00022649 | 0 | 0 | 0.00015141 | 0.00023071 | 0 | 0 | 0.00015424 | 0.00023503 | 0 | 0 | 0.00015707 | 0.00023934 | 0
T&D ($/annual kWh) | 0 | 20-RFF-Restaurant–FastFood-IntLight | 7 | TD:0:20-RFF-Restaurant–FastFood-IntLight:7 | 0 | 0.0059553 | 0.0090747 | 0 | 0 | 0.0060744 | 0.0092562 | 0 | 0 | 0.0061959 | 0.0094413 | 0 | 0 | 0.0063198 | 0.0096302 | 0 | 0 | 0.0064462 | 0.0098228 | 0 | 0 | 0.0065751 | 0.010019 | 0 | 0 | 0.0067066 | 0.01022 | 0 | 0 | 0.0068408 | 0.010424 | 0 | 0 | 0.0069776 | 0.010632 | 0 | 0 | 0.0071171 | 0.010845 | 0 | 0 | 0.0072595 | 0.011062 | 0 | 0 | 0.0074046 | 0.011283 | 0 | 0 | 0.0075527 | 0.011509 | 0 | 0 | 0.0077038 | 0.011739 | 0 | 0 | 0.0078579 | 0.011974 | 0 | 0 | 0.008015 | 0.012213 | 0 | 0 | 0.0081753 | 0.012458 | 0 | 0 | 0.0083388 | 0.012707 | 0 | 0 | 0.0085056 | 0.012961 | 0 | 0 | 0.0086757 | 0.01322 | 0 | 0 | 0.0088492 | 0.013485 | 0 | 0 | 0.0090262 | 0.013754 | 0 | 0 | 0.0091947 | 0.014011 | 0 | 0 | 0.0093665 | 0.014273 | 0 | 0 | 0.0095383 | 0.014535 | 0
T&D ($/annual kWh) | 0 | 20-RFF-Restaurant–FastFood-IntLight | 10 | TD:0:20-RFF-Restaurant–FastFood-IntLight:10 | 0 | 0.0063842 | 0.0097283 | 0 | 0 | 0.0065119 | 0.0099228 | 0 | 0 | 0.0066421 | 0.010121 | 0 | 0 | 0.0067749 | 0.010324 | 0 | 0 | 0.0069104 | 0.01053 | 0 | 0 | 0.0070486 | 0.010741 | 0 | 0 | 0.0071896 | 0.010956 | 0 | 0 | 0.0073334 | 0.011175 | 0 | 0 | 0.0074801 | 0.011398 | 0 | 0 | 0.0076297 | 0.011626 | 0 | 0 | 0.0077823 | 0.011859 | 0 | 0 | 0.0079379 | 0.012096 | 0 | 0 | 0.0080967 | 0.012338 | 0 | 0 | 0.0082586 | 0.012585 | 0 | 0 | 0.0084238 | 0.012836 | 0 | 0 | 0.0085923 | 0.013093 | 0 | 0 | 0.0087641 | 0.013355 | 0 | 0 | 0.0089394 | 0.013622 | 0 | 0 | 0.0091182 | 0.013894 | 0 | 0 | 0.0093005 | 0.014172 | 0 | 0 | 0.0094865 | 0.014456 | 0 | 0 | 0.0096763 | 0.014745 | 0 | 0 | 0.0098568 | 0.01502 | 0 | 0 | 0.010041 | 0.015301 | 0 | 0 | 0.010225 | 0.015581 | 0
T&D ($/annual kWh) | 0 | 20-RFF-Restaurant–FastFood-IntLight | 14 | TD:0:20-RFF-Restaurant–FastFood-IntLight:14 | 0 | 0.0064112 | 0.0097694 | 0 | 0 | 0.0065394 | 0.0099648 | 0 | 0 | 0.0066702 | 0.010164 | 0 | 0 | 0.0068036 | 0.010367 | 0 | 0 | 0.0069396 | 0.010575 | 0 | 0 | 0.0070784 | 0.010786 | 0 | 0 | 0.00722 | 0.011002 | 0 | 0 | 0.0073644 | 0.011222 | 0 | 0 | 0.0075117 | 0.011446 | 0 | 0 | 0.0076619 | 0.011675 | 0 | 0 | 0.0078152 | 0.011909 | 0 | 0 | 0.0079715 | 0.012147 | 0 | 0 | 0.0081309 | 0.01239 | 0 | 0 | 0.0082935 | 0.012638 | 0 | 0 | 0.0084594 | 0.01289 | 0 | 0 | 0.0086286 | 0.013148 | 0 | 0 | 0.0088011 | 0.013411 | 0 | 0 | 0.0089772 | 0.013679 | 0 | 0 | 0.0091567 | 0.013953 | 0 | 0 | 0.0093398 | 0.014232 | 0 | 0 | 0.0095266 | 0.014517 | 0 | 0 | 0.0097172 | 0.014807 | 0 | 0 | 0.0098985 | 0.015083 | 0 | 0 | 0.010083 | 0.015365 | 0 | 0 | 0.010268 | 0.015647 | 0
T&D ($/annual kWh) | 0 | 20-RFF-Restaurant–FastFood-IntLight | 15 | TD:0:20-RFF-Restaurant–FastFood-IntLight:15 | 0 | 0.006391 | 0.0097378 | 0 | 0 | 0.0065189 | 0.0099325 | 0 | 0 | 0.0066492 | 0.010131 | 0 | 0 | 0.0067822 | 0.010334 | 0 | 0 | 0.0069179 | 0.01054 | 0 | 0 | 0.0070562 | 0.010751 | 0 | 0 | 0.0071974 | 0.010966 | 0 | 0 | 0.0073413 | 0.011186 | 0 | 0 | 0.0074881 | 0.011409 | 0 | 0 | 0.0076379 | 0.011638 | 0 | 0 | 0.0077907 | 0.01187 | 0 | 0 | 0.0079465 | 0.012108 | 0 | 0 | 0.0081054 | 0.01235 | 0 | 0 | 0.0082675 | 0.012597 | 0 | 0 | 0.0084329 | 0.012849 | 0 | 0 | 0.0086015 | 0.013106 | 0 | 0 | 0.0087735 | 0.013368 | 0 | 0 | 0.008949 | 0.013635 | 0 | 0 | 0.009128 | 0.013908 | 0 | 0 | 0.0093106 | 0.014186 | 0 | 0 | 0.0094968 | 0.01447 | 0 | 0 | 0.0096867 | 0.014759 | 0 | 0 | 0.0098674 | 0.015035 | 0 | 0 | 0.010052 | 0.015316 | 0 | 0 | 0.010236 | 0.015597 | 0
T&D ($/annual kWh) | 0 | 20-RFF-Restaurant–FastFood-IntLight | SYSTEM | TD:0:20-RFF-Restaurant–FastFood-IntLight:SYSTEM | 0 | 0.0059553 | 0.0090747 | 0 | 0 | 0.0060744 | 0.0092562 | 0 | 0 | 0.0061959 | 0.0094413 | 0 | 0 | 0.0063198 | 0.0096302 | 0 | 0 | 0.0064462 | 0.0098228 | 0 | 0 | 0.0065751 | 0.010019 | 0 | 0 | 0.0067066 | 0.01022 | 0 | 0 | 0.0068408 | 0.010424 | 0 | 0 | 0.0069776 | 0.010632 | 0 | 0 | 0.0071171 | 0.010845 | 0 | 0 | 0.0072595 | 0.011062 | 0 | 0 | 0.0074046 | 0.011283 | 0 | 0 | 0.0075527 | 0.011509 | 0 | 0 | 0.0077038 | 0.011739 | 0 | 0 | 0.0078579 | 0.011974 | 0 | 0 | 0.008015 | 0.012213 | 0 | 0 | 0.0081753 | 0.012458 | 0 | 0 | 0.0083388 | 0.012707 | 0 | 0 | 0.0085056 | 0.012961 | 0 | 0 | 0.0086757 | 0.01322 | 0 | 0 | 0.0088492 | 0.013485 | 0 | 0 | 0.0090262 | 0.013754 | 0 | 0 | 0.0091947 | 0.014011 | 0 | 0 | 0.0093665 | 0.014273 | 0 | 0 | 0.0095383 | 0.014535 | 0
T&D ($/annual kWh) | 0 | 20-RFF-Restaurant–FastFood-OffEquip | 7 | TD:0:20-RFF-Restaurant–FastFood-OffEquip:7 | 0 | 0.0066936 | 0.0102 | 0 | 0 | 0.0068275 | 0.010404 | 0 | 0 | 0.006964 | 0.010612 | 0 | 0 | 0.0071033 | 0.010824 | 0 | 0 | 0.0072454 | 0.011041 | 0 | 0 | 0.0073903 | 0.011261 | 0 | 0 | 0.0075381 | 0.011487 | 0 | 0 | 0.0076889 | 0.011716 | 0 | 0 | 0.0078426 | 0.011951 | 0 | 0 | 0.0079995 | 0.01219 | 0 | 0 | 0.0081595 | 0.012434 | 0 | 0 | 0.0083227 | 0.012682 | 0 | 0 | 0.0084891 | 0.012936 | 0 | 0 | 0.0086589 | 0.013195 | 0 | 0 | 0.0088321 | 0.013458 | 0 | 0 | 0.0090087 | 0.013728 | 0 | 0 | 0.0091889 | 0.014002 | 0 | 0 | 0.0093727 | 0.014282 | 0 | 0 | 0.0095601 | 0.014568 | 0 | 0 | 0.0097513 | 0.014859 | 0 | 0 | 0.0099464 | 0.015156 | 0 | 0 | 0.010145 | 0.01546 | 0 | 0 | 0.010335 | 0.015748 | 0 | 0 | 0.010528 | 0.016042 | 0 | 0 | 0.010721 | 0.016337 | 0
T&D ($/annual kWh) | 0 | 20-RFF-Restaurant–FastFood-OffEquip | 10 | TD:0:20-RFF-Restaurant–FastFood-OffEquip:10 | 0 | 0.0074725 | 0.011387 | 0 | 0 | 0.007622 | 0.011614 | 0 | 0 | 0.0077744 | 0.011847 | 0 | 0 | 0.0079299 | 0.012084 | 0 | 0 | 0.0080885 | 0.012325 | 0 | 0 | 0.0082503 | 0.012572 | 0 | 0 | 0.0084153 | 0.012823 | 0 | 0 | 0.0085836 | 0.01308 | 0 | 0 | 0.0087552 | 0.013341 | 0 | 0 | 0.0089303 | 0.013608 | 0 | 0 | 0.0091089 | 0.01388 | 0 | 0 | 0.0092911 | 0.014158 | 0 | 0 | 0.009477 | 0.014441 | 0 | 0 | 0.0096665 | 0.01473 | 0 | 0 | 0.0098598 | 0.015024 | 0 | 0 | 0.010057 | 0.015325 | 0 | 0 | 0.010258 | 0.015631 | 0 | 0 | 0.010463 | 0.015944 | 0 | 0 | 0.010673 | 0.016263 | 0 | 0 | 0.010886 | 0.016588 | 0 | 0 | 0.011104 | 0.01692 | 0 | 0 | 0.011326 | 0.017258 | 0 | 0 | 0.011537 | 0.01758 | 0 | 0 | 0.011753 | 0.017909 | 0 | 0 | 0.011968 | 0.018238 | 0
T&D ($/annual kWh) | 0 | 20-RFF-Restaurant–FastFood-OffEquip | 14 | TD:0:20-RFF-Restaurant–FastFood-OffEquip:14 | 0 | 0.0075215 | 0.011461 | 0 | 0 | 0.007672 | 0.011691 | 0 | 0 | 0.0078254 | 0.011924 | 0 | 0 | 0.0079819 | 0.012163 | 0 | 0 | 0.0081415 | 0.012406 | 0 | 0 | 0.0083044 | 0.012654 | 0 | 0 | 0.0084705 | 0.012907 | 0 | 0 | 0.0086399 | 0.013166 | 0 | 0 | 0.0088127 | 0.013429 | 0 | 0 | 0.0089889 | 0.013697 | 0 | 0 | 0.0091687 | 0.013971 | 0 | 0 | 0.0093521 | 0.014251 | 0 | 0 | 0.0095391 | 0.014536 | 0 | 0 | 0.0097299 | 0.014826 | 0 | 0 | 0.0099245 | 0.015123 | 0 | 0 | 0.010123 | 0.015425 | 0 | 0 | 0.010325 | 0.015734 | 0 | 0 | 0.010532 | 0.016049 | 0 | 0 | 0.010743 | 0.01637 | 0 | 0 | 0.010957 | 0.016697 | 0 | 0 | 0.011177 | 0.017031 | 0 | 0 | 0.0114 | 0.017372 | 0 | 0 | 0.011613 | 0.017696 | 0 | 0 | 0.01183 | 0.018026 | 0 | 0 | 0.012047 | 0.018357 | 0
T&D ($/annual kWh) | 0 | 20-RFF-Restaurant–FastFood-OffEquip | 15 | TD:0:20-RFF-Restaurant–FastFood-OffEquip:15 | 0 | 0.0075252 | 0.011466 | 0 | 0 | 0.0076757 | 0.011695 | 0 | 0 | 0.0078292 | 0.011929 | 0 | 0 | 0.0079858 | 0.012168 | 0 | 0 | 0.0081455 | 0.012411 | 0 | 0 | 0.0083084 | 0.012659 | 0 | 0 | 0.0084746 | 0.012913 | 0 | 0 | 0.0086441 | 0.013171 | 0 | 0 | 0.0088169 | 0.013434 | 0 | 0 | 0.0089933 | 0.013703 | 0 | 0 | 0.0091731 | 0.013977 | 0 | 0 | 0.0093566 | 0.014256 | 0 | 0 | 0.0095437 | 0.014542 | 0 | 0 | 0.0097346 | 0.014832 | 0 | 0 | 0.0099293 | 0.015129 | 0 | 0 | 0.010128 | 0.015432 | 0 | 0 | 0.01033 | 0.01574 | 0 | 0 | 0.010537 | 0.016055 | 0 | 0 | 0.010748 | 0.016376 | 0 | 0 | 0.010963 | 0.016704 | 0 | 0 | 0.011182 | 0.017038 | 0 | 0 | 0.011406 | 0.017379 | 0 | 0 | 0.011618 | 0.017703 | 0 | 0 | 0.011836 | 0.018034 | 0 | 0 | 0.012053 | 0.018365 | 0
T&D ($/annual kWh) | 0 | 20-RFF-Restaurant–FastFood-OffEquip | SYSTEM | TD:0:20-RFF-Restaurant–FastFood-OffEquip:SYSTEM | 0 | 0.0066936 | 0.0102 | 0 | 0 | 0.0068275 | 0.010404 | 0 | 0 | 0.006964 | 0.010612 | 0 | 0 | 0.0071033 | 0.010824 | 0 | 0 | 0.0072454 | 0.011041 | 0 | 0 | 0.0073903 | 0.011261 | 0 | 0 | 0.0075381 | 0.011487 | 0 | 0 | 0.0076889 | 0.011716 | 0 | 0 | 0.0078426 | 0.011951 | 0 | 0 | 0.0079995 | 0.01219 | 0 | 0 | 0.0081595 | 0.012434 | 0 | 0 | 0.0083227 | 0.012682 | 0 | 0 | 0.0084891 | 0.012936 | 0 | 0 | 0.0086589 | 0.013195 | 0 | 0 | 0.0088321 | 0.013458 | 0 | 0 | 0.0090087 | 0.013728 | 0 | 0 | 0.0091889 | 0.014002 | 0 | 0 | 0.0093727 | 0.014282 | 0 | 0 | 0.0095601 | 0.014568 | 0 | 0 | 0.0097513 | 0.014859 | 0 | 0 | 0.0099464 | 0.015156 | 0 | 0 | 0.010145 | 0.01546 | 0 | 0 | 0.010335 | 0.015748 | 0 | 0 | 0.010528 | 0.016042 | 0 | 0 | 0.010721 | 0.016337 | 0
T&D ($/annual kWh) | 0 | 20-RFF-Restaurant–FastFood-Refrig | 7 | TD:0:20-RFF-Restaurant–FastFood-Refrig:7 | 0 | 0.0054865 | 0.0083603 | 0 | 0 | 0.0055962 | 0.0085275 | 0 | 0 | 0.0057081 | 0.0086981 | 0 | 0 | 0.0058223 | 0.008872 | 0 | 0 | 0.0059387 | 0.0090495 | 0 | 0 | 0.0060575 | 0.0092305 | 0 | 0 | 0.0061786 | 0.0094151 | 0 | 0 | 0.0063022 | 0.0096034 | 0 | 0 | 0.0064283 | 0.0097955 | 0 | 0 | 0.0065568 | 0.0099914 | 0 | 0 | 0.006688 | 0.010191 | 0 | 0 | 0.0068217 | 0.010395 | 0 | 0 | 0.0069582 | 0.010603 | 0 | 0 | 0.0070973 | 0.010815 | 0 | 0 | 0.0072393 | 0.011031 | 0 | 0 | 0.0073841 | 0.011252 | 0 | 0 | 0.0075317 | 0.011477 | 0 | 0 | 0.0076824 | 0.011706 | 0 | 0 | 0.007836 | 0.011941 | 0 | 0 | 0.0079927 | 0.012179 | 0 | 0 | 0.0081526 | 0.012423 | 0 | 0 | 0.0083156 | 0.012671 | 0 | 0 | 0.0084708 | 0.012908 | 0 | 0 | 0.0086291 | 0.013149 | 0 | 0 | 0.0087874 | 0.01339 | 0
T&D ($/annual kWh) | 0 | 20-RFF-Restaurant–FastFood-Refrig | 10 | TD:0:20-RFF-Restaurant–FastFood-Refrig:10 | 0 | 0.0062561 | 0.0095331 | 0 | 0 | 0.0063812 | 0.0097238 | 0 | 0 | 0.0065089 | 0.0099183 | 0 | 0 | 0.006639 | 0.010117 | 0 | 0 | 0.0067718 | 0.010319 | 0 | 0 | 0.0069072 | 0.010525 | 0 | 0 | 0.0070454 | 0.010736 | 0 | 0 | 0.0071863 | 0.010951 | 0 | 0 | 0.00733 | 0.01117 | 0 | 0 | 0.0074766 | 0.011393 | 0 | 0 | 0.0076262 | 0.011621 | 0 | 0 | 0.0077787 | 0.011853 | 0 | 0 | 0.0079343 | 0.01209 | 0 | 0 | 0.0080929 | 0.012332 | 0 | 0 | 0.0082548 | 0.012579 | 0 | 0 | 0.0084199 | 0.01283 | 0 | 0 | 0.0085883 | 0.013087 | 0 | 0 | 0.0087601 | 0.013349 | 0 | 0 | 0.0089353 | 0.013616 | 0 | 0 | 0.009114 | 0.013888 | 0 | 0 | 0.0092962 | 0.014166 | 0 | 0 | 0.0094822 | 0.014449 | 0 | 0 | 0.0096591 | 0.014719 | 0 | 0 | 0.0098396 | 0.014994 | 0 | 0 | 0.01002 | 0.015269 | 0
T&D ($/annual kWh) | 0 | 20-RFF-Restaurant–FastFood-Refrig | 14 | TD:0:20-RFF-Restaurant–FastFood-Refrig:14 | 0 | 0.0063045 | 0.0096069 | 0 | 0 | 0.0064306 | 0.009799 | 0 | 0 | 0.0065592 | 0.009995 | 0 | 0 | 0.0066904 | 0.010195 | 0 | 0 | 0.0068242 | 0.010399 | 0 | 0 | 0.0069607 | 0.010607 | 0 | 0 | 0.0070999 | 0.010819 | 0 | 0 | 0.0072419 | 0.011035 | 0 | 0 | 0.0073868 | 0.011256 | 0 | 0 | 0.0075345 | 0.011481 | 0 | 0 | 0.0076852 | 0.011711 | 0 | 0 | 0.0078389 | 0.011945 | 0 | 0 | 0.0079957 | 0.012184 | 0 | 0 | 0.0081556 | 0.012428 | 0 | 0 | 0.0083187 | 0.012676 | 0 | 0 | 0.0084851 | 0.01293 | 0 | 0 | 0.0086548 | 0.013188 | 0 | 0 | 0.0088279 | 0.013452 | 0 | 0 | 0.0090044 | 0.013721 | 0 | 0 | 0.0091845 | 0.013995 | 0 | 0 | 0.0093682 | 0.014275 | 0 | 0 | 0.0095556 | 0.014561 | 0 | 0 | 0.0097339 | 0.014833 | 0 | 0 | 0.0099158 | 0.01511 | 0 | 0 | 0.010098 | 0.015387 | 0
T&D ($/annual kWh) | 0 | 20-RFF-Restaurant–FastFood-Refrig | 15 | TD:0:20-RFF-Restaurant–FastFood-Refrig:15 | 0 | 0.0063232 | 0.0096345 | 0 | 0 | 0.0064496 | 0.0098271 | 0 | 0 | 0.0065786 | 0.010024 | 0 | 0 | 0.0067102 | 0.010224 | 0 | 0 | 0.0068444 | 0.010429 | 0 | 0 | 0.0069813 | 0.010637 | 0 | 0 | 0.0071209 | 0.01085 | 0 | 0 | 0.0072633 | 0.011067 | 0 | 0 | 0.0074086 | 0.011288 | 0 | 0 | 0.0075568 | 0.011514 | 0 | 0 | 0.0077079 | 0.011744 | 0 | 0 | 0.0078621 | 0.011979 | 0 | 0 | 0.0080193 | 0.012219 | 0 | 0 | 0.0081797 | 0.012463 | 0 | 0 | 0.0083433 | 0.012712 | 0 | 0 | 0.0085102 | 0.012967 | 0 | 0 | 0.0086804 | 0.013226 | 0 | 0 | 0.008854 | 0.013491 | 0 | 0 | 0.009031 | 0.01376 | 0 | 0 | 0.0092117 | 0.014036 | 0 | 0 | 0.0093959 | 0.014316 | 0 | 0 | 0.0095838 | 0.014603 | 0 | 0 | 0.0097626 | 0.014875 | 0 | 0 | 0.0099451 | 0.015153 | 0 | 0 | 0.010128 | 0.015431 | 0
T&D ($/annual kWh) | 0 | 20-RFF-Restaurant–FastFood-Refrig | SYSTEM | TD:0:20-RFF-Restaurant–FastFood-Refrig:SYSTEM | 0 | 0.0054865 | 0.0083603 | 0 | 0 | 0.0055962 | 0.0085275 | 0 | 0 | 0.0057081 | 0.0086981 | 0 | 0 | 0.0058223 | 0.008872 | 0 | 0 | 0.0059387 | 0.0090495 | 0 | 0 | 0.0060575 | 0.0092305 | 0 | 0 | 0.0061786 | 0.0094151 | 0 | 0 | 0.0063022 | 0.0096034 | 0 | 0 | 0.0064283 | 0.0097955 | 0 | 0 | 0.0065568 | 0.0099914 | 0 | 0 | 0.006688 | 0.010191 | 0 | 0 | 0.0068217 | 0.010395 | 0 | 0 | 0.0069582 | 0.010603 | 0 | 0 | 0.0070973 | 0.010815 | 0 | 0 | 0.0072393 | 0.011031 | 0 | 0 | 0.0073841 | 0.011252 | 0 | 0 | 0.0075317 | 0.011477 | 0 | 0 | 0.0076824 | 0.011706 | 0 | 0 | 0.007836 | 0.011941 | 0 | 0 | 0.0079927 | 0.012179 | 0 | 0 | 0.0081526 | 0.012423 | 0 | 0 | 0.0083156 | 0.012671 | 0 | 0 | 0.0084708 | 0.012908 | 0 | 0 | 0.0086291 | 0.013149 | 0 | 0 | 0.0087874 | 0.01339 | 0
T&D ($/annual kWh) | 0 | 20-RFF-Restaurant–FastFood-Vent/Fan | 7 | TD:0:20-RFF-Restaurant–FastFood-Vent/Fan:7 | 0 | 0.0056921 | 0.0086736 | 0 | 0 | 0.0058059 | 0.0088471 | 0 | 0 | 0.005922 | 0.009024 | 0 | 0 | 0.0060405 | 0.0092045 | 0 | 0 | 0.0061613 | 0.0093886 | 0 | 0 | 0.0062845 | 0.0095764 | 0 | 0 | 0.0064102 | 0.0097679 | 0 | 0 | 0.0065384 | 0.0099633 | 0 | 0 | 0.0066692 | 0.010163 | 0 | 0 | 0.0068025 | 0.010366 | 0 | 0 | 0.0069386 | 0.010573 | 0 | 0 | 0.0070774 | 0.010785 | 0 | 0 | 0.0072189 | 0.011 | 0 | 0 | 0.0073633 | 0.01122 | 0 | 0 | 0.0075106 | 0.011445 | 0 | 0 | 0.0076608 | 0.011674 | 0 | 0 | 0.007814 | 0.011907 | 0 | 0 | 0.0079703 | 0.012145 | 0 | 0 | 0.0081297 | 0.012388 | 0 | 0 | 0.0082923 | 0.012636 | 0 | 0 | 0.0084581 | 0.012889 | 0 | 0 | 0.0086273 | 0.013146 | 0 | 0 | 0.0087882 | 0.013392 | 0 | 0 | 0.0089525 | 0.013642 | 0 | 0 | 0.0091167 | 0.013892 | 0
T&D ($/annual kWh) | 0 | 20-RFF-Restaurant–FastFood-Vent/Fan | 10 | TD:0:20-RFF-Restaurant–FastFood-Vent/Fan:10 | 0 | 0.0060743 | 0.0092561 | 0 | 0 | 0.0061958 | 0.0094413 | 0 | 0 | 0.0063197 | 0.0096301 | 0 | 0 | 0.0064461 | 0.0098227 | 0 | 0 | 0.0065751 | 0.010019 | 0 | 0 | 0.0067066 | 0.01022 | 0 | 0 | 0.0068407 | 0.010424 | 0 | 0 | 0.0069775 | 0.010632 | 0 | 0 | 0.0071171 | 0.010845 | 0 | 0 | 0.0072594 | 0.011062 | 0 | 0 | 0.0074046 | 0.011283 | 0 | 0 | 0.0075527 | 0.011509 | 0 | 0 | 0.0077037 | 0.011739 | 0 | 0 | 0.0078578 | 0.011974 | 0 | 0 | 0.008015 | 0.012213 | 0 | 0 | 0.0081753 | 0.012458 | 0 | 0 | 0.0083388 | 0.012707 | 0 | 0 | 0.0085056 | 0.012961 | 0 | 0 | 0.0086757 | 0.01322 | 0 | 0 | 0.0088492 | 0.013484 | 0 | 0 | 0.0090262 | 0.013754 | 0 | 0 | 0.0092067 | 0.014029 | 0 | 0 | 0.0093785 | 0.014291 | 0 | 0 | 0.0095537 | 0.014558 | 0 | 0 | 0.009729 | 0.014825 | 0
T&D ($/annual kWh) | 0 | 20-RFF-Restaurant–FastFood-Vent/Fan | 14 | TD:0:20-RFF-Restaurant–FastFood-Vent/Fan:14 | 0 | 0.0060984 | 0.0092928 | 0 | 0 | 0.0062204 | 0.0094787 | 0 | 0 | 0.0063448 | 0.0096682 | 0 | 0 | 0.0064717 | 0.0098616 | 0 | 0 | 0.0066011 | 0.010059 | 0 | 0 | 0.0067331 | 0.01026 | 0 | 0 | 0.0068678 | 0.010465 | 0 | 0 | 0.0070051 | 0.010675 | 0 | 0 | 0.0071452 | 0.010888 | 0 | 0 | 0.0072882 | 0.011106 | 0 | 0 | 0.0074339 | 0.011328 | 0 | 0 | 0.0075826 | 0.011554 | 0 | 0 | 0.0077342 | 0.011786 | 0 | 0 | 0.0078889 | 0.012021 | 0 | 0 | 0.0080467 | 0.012262 | 0 | 0 | 0.0082076 | 0.012507 | 0 | 0 | 0.0083718 | 0.012757 | 0 | 0 | 0.0085392 | 0.013012 | 0 | 0 | 0.00871 | 0.013272 | 0 | 0 | 0.0088842 | 0.013538 | 0 | 0 | 0.0090619 | 0.013809 | 0 | 0 | 0.0092431 | 0.014085 | 0 | 0 | 0.0094156 | 0.014348 | 0 | 0 | 0.0095916 | 0.014616 | 0 | 0 | 0.0097676 | 0.014884 | 0
T&D ($/annual kWh) | 0 | 20-RFF-Restaurant–FastFood-Vent/Fan | 15 | TD:0:20-RFF-Restaurant–FastFood-Vent/Fan:15 | 0 | 0.0060973 | 0.0092896 | 0 | 0 | 0.0062192 | 0.0094754 | 0 | 0 | 0.0063436 | 0.0096649 | 0 | 0 | 0.0064705 | 0.0098582 | 0 | 0 | 0.0065999 | 0.010055 | 0 | 0 | 0.0067319 | 0.010256 | 0 | 0 | 0.0068665 | 0.010462 | 0 | 0 | 0.0070039 | 0.010671 | 0 | 0 | 0.0071439 | 0.010884 | 0 | 0 | 0.0072868 | 0.011102 | 0 | 0 | 0.0074326 | 0.011324 | 0 | 0 | 0.0075812 | 0.01155 | 0 | 0 | 0.0077328 | 0.011781 | 0 | 0 | 0.0078875 | 0.012017 | 0 | 0 | 0.0080452 | 0.012257 | 0 | 0 | 0.0082061 | 0.012503 | 0 | 0 | 0.0083703 | 0.012753 | 0 | 0 | 0.0085377 | 0.013008 | 0 | 0 | 0.0087084 | 0.013268 | 0 | 0 | 0.0088826 | 0.013533 | 0 | 0 | 0.0090603 | 0.013804 | 0 | 0 | 0.0092415 | 0.01408 | 0 | 0 | 0.0094139 | 0.014343 | 0 | 0 | 0.0095898 | 0.014611 | 0 | 0 | 0.0097658 | 0.014879 | 0
T&D ($/annual kWh) | 0 | 20-RFF-Restaurant–FastFood-Vent/Fan | SYSTEM | TD:0:20-RFF-Restaurant–FastFood-Vent/Fan:SYSTEM | 0 | 0.0056921 | 0.0086736 | 0 | 0 | 0.0058059 | 0.0088471 | 0 | 0 | 0.005922 | 0.009024 | 0 | 0 | 0.0060405 | 0.0092045 | 0 | 0 | 0.0061613 | 0.0093886 | 0 | 0 | 0.0062845 | 0.0095764 | 0 | 0 | 0.0064102 | 0.0097679 | 0 | 0 | 0.0065384 | 0.0099633 | 0 | 0 | 0.0066692 | 0.010163 | 0 | 0 | 0.0068025 | 0.010366 | 0 | 0 | 0.0069386 | 0.010573 | 0 | 0 | 0.0070774 | 0.010785 | 0 | 0 | 0.0072189 | 0.011 | 0 | 0 | 0.0073633 | 0.01122 | 0 | 0 | 0.0075106 | 0.011445 | 0 | 0 | 0.0076608 | 0.011674 | 0 | 0 | 0.007814 | 0.011907 | 0 | 0 | 0.0079703 | 0.012145 | 0 | 0 | 0.0081297 | 0.012388 | 0 | 0 | 0.0082923 | 0.012636 | 0 | 0 | 0.0084581 | 0.012889 | 0 | 0 | 0.0086273 | 0.013146 | 0 | 0 | 0.0087882 | 0.013392 | 0 | 0 | 0.0089525 | 0.013642 | 0 | 0 | 0.0091167 | 0.013892 | 0
T&D ($/annual kWh) | 0 | 21-RSD-Restaurant–SitDown-COOL | 7 | TD:0:21-RSD-Restaurant–SitDown-COOL:7 | 0 | 0.011642 | 0.01774 | 0 | 0 | 0.011875 | 0.018095 | 0 | 0 | 0.012112 | 0.018457 | 0 | 0 | 0.012355 | 0.018826 | 0 | 0 | 0.012602 | 0.019203 | 0 | 0 | 0.012854 | 0.019587 | 0 | 0 | 0.013111 | 0.019979 | 0 | 0 | 0.013373 | 0.020378 | 0 | 0 | 0.013641 | 0.020786 | 0 | 0 | 0.013913 | 0.021201 | 0 | 0 | 0.014192 | 0.021625 | 0 | 0 | 0.014476 | 0.022058 | 0 | 0 | 0.014765 | 0.022499 | 0 | 0 | 0.01506 | 0.022949 | 0 | 0 | 0.015362 | 0.023408 | 0 | 0 | 0.015669 | 0.023876 | 0 | 0 | 0.015982 | 0.024354 | 0 | 0 | 0.016302 | 0.024841 | 0 | 0 | 0.016628 | 0.025338 | 0 | 0 | 0.01696 | 0.025844 | 0 | 0 | 0.0173 | 0.026361 | 0 | 0 | 0.017646 | 0.026888 | 0 | 0 | 0.017975 | 0.02739 | 0 | 0 | 0.018311 | 0.027902 | 0 | 0 | 0.018647 | 0.028414 | 0
T&D ($/annual kWh) | 0 | 21-RSD-Restaurant–SitDown-COOL | 10 | TD:0:21-RSD-Restaurant–SitDown-COOL:10 | 0 | 0.013754 | 0.020958 | 0 | 0 | 0.014029 | 0.021377 | 0 | 0 | 0.014309 | 0.021805 | 0 | 0 | 0.014596 | 0.022241 | 0 | 0 | 0.014887 | 0.022686 | 0 | 0 | 0.015185 | 0.023139 | 0 | 0 | 0.015489 | 0.023602 | 0 | 0 | 0.015799 | 0.024074 | 0 | 0 | 0.016115 | 0.024556 | 0 | 0 | 0.016437 | 0.025047 | 0 | 0 | 0.016766 | 0.025548 | 0 | 0 | 0.017101 | 0.026059 | 0 | 0 | 0.017443 | 0.02658 | 0 | 0 | 0.017792 | 0.027111 | 0 | 0 | 0.018148 | 0.027654 | 0 | 0 | 0.018511 | 0.028207 | 0 | 0 | 0.018881 | 0.028771 | 0 | 0 | 0.019259 | 0.029346 | 0 | 0 | 0.019644 | 0.029933 | 0 | 0 | 0.020037 | 0.030532 | 0 | 0 | 0.020437 | 0.031143 | 0 | 0 | 0.020846 | 0.031765 | 0 | 0 | 0.021235 | 0.032358 | 0 | 0 | 0.021632 | 0.032963 | 0 | 0 | 0.022029 | 0.033568 | 0
T&D ($/annual kWh) | 0 | 21-RSD-Restaurant–SitDown-COOL | 14 | TD:0:21-RSD-Restaurant–SitDown-COOL:14 | 0 | 0.013887 | 0.02116 | 0 | 0 | 0.014164 | 0.021584 | 0 | 0 | 0.014448 | 0.022015 | 0 | 0 | 0.014737 | 0.022456 | 0 | 0 | 0.015031 | 0.022905 | 0 | 0 | 0.015332 | 0.023363 | 0 | 0 | 0.015639 | 0.02383 | 0 | 0 | 0.015951 | 0.024307 | 0 | 0 | 0.01627 | 0.024793 | 0 | 0 | 0.016596 | 0.025289 | 0 | 0 | 0.016928 | 0.025795 | 0 | 0 | 0.017266 | 0.02631 | 0 | 0 | 0.017612 | 0.026837 | 0 | 0 | 0.017964 | 0.027373 | 0 | 0 | 0.018323 | 0.027921 | 0 | 0 | 0.018689 | 0.028479 | 0 | 0 | 0.019063 | 0.029049 | 0 | 0 | 0.019445 | 0.02963 | 0 | 0 | 0.019833 | 0.030222 | 0 | 0 | 0.02023 | 0.030827 | 0 | 0 | 0.020635 | 0.031443 | 0 | 0 | 0.021047 | 0.032072 | 0 | 0 | 0.02144 | 0.032671 | 0 | 0 | 0.021841 | 0.033281 | 0 | 0 | 0.022242 | 0.033892 | 0
T&D ($/annual kWh) | 0 | 21-RSD-Restaurant–SitDown-COOL | 15 | TD:0:21-RSD-Restaurant–SitDown-COOL:15 | 0 | 0.01395 | 0.021256 | 0 | 0 | 0.014229 | 0.021682 | 0 | 0 | 0.014514 | 0.022115 | 0 | 0 | 0.014804 | 0.022558 | 0 | 0 | 0.0151 | 0.023009 | 0 | 0 | 0.015402 | 0.023469 | 0 | 0 | 0.01571 | 0.023938 | 0 | 0 | 0.016024 | 0.024417 | 0 | 0 | 0.016345 | 0.024905 | 0 | 0 | 0.016672 | 0.025403 | 0 | 0 | 0.017005 | 0.025912 | 0 | 0 | 0.017345 | 0.02643 | 0 | 0 | 0.017692 | 0.026958 | 0 | 0 | 0.018046 | 0.027498 | 0 | 0 | 0.018407 | 0.028047 | 0 | 0 | 0.018775 | 0.028608 | 0 | 0 | 0.019151 | 0.029181 | 0 | 0 | 0.019534 | 0.029764 | 0 | 0 | 0.019924 | 0.030359 | 0 | 0 | 0.020323 | 0.030967 | 0 | 0 | 0.020729 | 0.031586 | 0 | 0 | 0.021144 | 0.032218 | 0 | 0 | 0.021538 | 0.032819 | 0 | 0 | 0.021941 | 0.033432 | 0 | 0 | 0.022344 | 0.034046 | 0
T&D ($/annual kWh) | 0 | 21-RSD-Restaurant–SitDown-COOL | SYSTEM | TD:0:21-RSD-Restaurant–SitDown-COOL:SYSTEM | 0 | 0.011642 | 0.01774 | 0 | 0 | 0.011875 | 0.018095 | 0 | 0 | 0.012112 | 0.018457 | 0 | 0 | 0.012355 | 0.018826 | 0 | 0 | 0.012602 | 0.019203 | 0 | 0 | 0.012854 | 0.019587 | 0 | 0 | 0.013111 | 0.019979 | 0 | 0 | 0.013373 | 0.020378 | 0 | 0 | 0.013641 | 0.020786 | 0 | 0 | 0.013913 | 0.021201 | 0 | 0 | 0.014192 | 0.021625 | 0 | 0 | 0.014476 | 0.022058 | 0 | 0 | 0.014765 | 0.022499 | 0 | 0 | 0.01506 | 0.022949 | 0 | 0 | 0.015362 | 0.023408 | 0 | 0 | 0.015669 | 0.023876 | 0 | 0 | 0.015982 | 0.024354 | 0 | 0 | 0.016302 | 0.024841 | 0 | 0 | 0.016628 | 0.025338 | 0 | 0 | 0.01696 | 0.025844 | 0 | 0 | 0.0173 | 0.026361 | 0 | 0 | 0.017646 | 0.026888 | 0 | 0 | 0.017975 | 0.02739 | 0 | 0 | 0.018311 | 0.027902 | 0 | 0 | 0.018647 | 0.028414 | 0
T&D ($/annual kWh) | 0 | 21-RSD-Restaurant–SitDown-LIT_INT | 7 | TD:0:21-RSD-Restaurant–SitDown-LIT_INT:7 | 0 | 0.0060902 | 0.0092802 | 0 | 0 | 0.006212 | 0.0094658 | 0 | 0 | 0.0063362 | 0.0096552 | 0 | 0 | 0.0064629 | 0.0098483 | 0 | 0 | 0.0065922 | 0.010045 | 0 | 0 | 0.006724 | 0.010246 | 0 | 0 | 0.0068585 | 0.010451 | 0 | 0 | 0.0069957 | 0.01066 | 0 | 0 | 0.0071356 | 0.010873 | 0 | 0 | 0.0072783 | 0.011091 | 0 | 0 | 0.0074239 | 0.011313 | 0 | 0 | 0.0075723 | 0.011539 | 0 | 0 | 0.0077238 | 0.01177 | 0 | 0 | 0.0078783 | 0.012005 | 0 | 0 | 0.0080358 | 0.012245 | 0 | 0 | 0.0081965 | 0.01249 | 0 | 0 | 0.0083605 | 0.01274 | 0 | 0 | 0.0085277 | 0.012995 | 0 | 0 | 0.0086982 | 0.013254 | 0 | 0 | 0.0088722 | 0.01352 | 0 | 0 | 0.0090497 | 0.01379 | 0 | 0 | 0.0092306 | 0.014066 | 0 | 0 | 0.0094029 | 0.014328 | 0 | 0 | 0.0095786 | 0.014596 | 0 | 0 | 0.0097543 | 0.014864 | 0
T&D ($/annual kWh) | 0 | 21-RSD-Restaurant–SitDown-LIT_INT | 10 | TD:0:21-RSD-Restaurant–SitDown-LIT_INT:10 | 0 | 0.0066805 | 0.01018 | 0 | 0 | 0.0068141 | 0.010383 | 0 | 0 | 0.0069504 | 0.010591 | 0 | 0 | 0.0070894 | 0.010803 | 0 | 0 | 0.0072312 | 0.011019 | 0 | 0 | 0.0073758 | 0.011239 | 0 | 0 | 0.0075234 | 0.011464 | 0 | 0 | 0.0076738 | 0.011693 | 0 | 0 | 0.0078273 | 0.011927 | 0 | 0 | 0.0079839 | 0.012166 | 0 | 0 | 0.0081435 | 0.012409 | 0 | 0 | 0.0083064 | 0.012657 | 0 | 0 | 0.0084725 | 0.012911 | 0 | 0 | 0.008642 | 0.013169 | 0 | 0 | 0.0088148 | 0.013432 | 0 | 0 | 0.0089911 | 0.013701 | 0 | 0 | 0.0091709 | 0.013975 | 0 | 0 | 0.0093544 | 0.014254 | 0 | 0 | 0.0095414 | 0.014539 | 0 | 0 | 0.0097323 | 0.01483 | 0 | 0 | 0.0099269 | 0.015127 | 0 | 0 | 0.010125 | 0.015429 | 0 | 0 | 0.010314 | 0.015717 | 0 | 0 | 0.010507 | 0.016011 | 0 | 0 | 0.0107 | 0.016305 | 0
T&D ($/annual kWh) | 0 | 21-RSD-Restaurant–SitDown-LIT_INT | 14 | TD:0:21-RSD-Restaurant–SitDown-LIT_INT:14 | 0 | 0.0067177 | 0.010236 | 0 | 0 | 0.006852 | 0.010441 | 0 | 0 | 0.0069891 | 0.01065 | 0 | 0 | 0.0071289 | 0.010863 | 0 | 0 | 0.0072714 | 0.01108 | 0 | 0 | 0.0074169 | 0.011302 | 0 | 0 | 0.0075652 | 0.011528 | 0 | 0 | 0.0077165 | 0.011758 | 0 | 0 | 0.0078708 | 0.011994 | 0 | 0 | 0.0080282 | 0.012234 | 0 | 0 | 0.0081888 | 0.012478 | 0 | 0 | 0.0083526 | 0.012728 | 0 | 0 | 0.0085196 | 0.012982 | 0 | 0 | 0.00869 | 0.013242 | 0 | 0 | 0.0088638 | 0.013507 | 0 | 0 | 0.0090411 | 0.013777 | 0 | 0 | 0.0092219 | 0.014052 | 0 | 0 | 0.0094064 | 0.014334 | 0 | 0 | 0.0095945 | 0.01462 | 0 | 0 | 0.0097864 | 0.014913 | 0 | 0 | 0.0099821 | 0.015211 | 0 | 0 | 0.010182 | 0.015515 | 0 | 0 | 0.010372 | 0.015805 | 0 | 0 | 0.010566 | 0.0161 | 0 | 0 | 0.010759 | 0.016395 | 0
T&D ($/annual kWh) | 0 | 21-RSD-Restaurant–SitDown-LIT_INT | 15 | TD:0:21-RSD-Restaurant–SitDown-LIT_INT:15 | 0 | 0.0067126 | 0.010228 | 0 | 0 | 0.0068468 | 0.010432 | 0 | 0 | 0.0069838 | 0.010641 | 0 | 0 | 0.0071235 | 0.010854 | 0 | 0 | 0.0072659 | 0.011071 | 0 | 0 | 0.0074112 | 0.011292 | 0 | 0 | 0.0075595 | 0.011518 | 0 | 0 | 0.0077107 | 0.011748 | 0 | 0 | 0.0078649 | 0.011983 | 0 | 0 | 0.0080222 | 0.012223 | 0 | 0 | 0.0081826 | 0.012468 | 0 | 0 | 0.0083463 | 0.012717 | 0 | 0 | 0.0085132 | 0.012971 | 0 | 0 | 0.0086835 | 0.013231 | 0 | 0 | 0.0088571 | 0.013495 | 0 | 0 | 0.0090343 | 0.013765 | 0 | 0 | 0.009215 | 0.01404 | 0 | 0 | 0.0093993 | 0.014321 | 0 | 0 | 0.0095872 | 0.014608 | 0 | 0 | 0.009779 | 0.0149 | 0 | 0 | 0.0099746 | 0.015198 | 0 | 0 | 0.010174 | 0.015502 | 0 | 0 | 0.010364 | 0.015791 | 0 | 0 | 0.010558 | 0.016086 | 0 | 0 | 0.010751 | 0.016381 | 0
T&D ($/annual kWh) | 0 | 21-RSD-Restaurant–SitDown-LIT_INT | SYSTEM | TD:0:21-RSD-Restaurant–SitDown-LIT_INT:SYSTEM | 0 | 0.0060902 | 0.0092802 | 0 | 0 | 0.006212 | 0.0094658 | 0 | 0 | 0.0063362 | 0.0096552 | 0 | 0 | 0.0064629 | 0.0098483 | 0 | 0 | 0.0065922 | 0.010045 | 0 | 0 | 0.006724 | 0.010246 | 0 | 0 | 0.0068585 | 0.010451 | 0 | 0 | 0.0069957 | 0.01066 | 0 | 0 | 0.0071356 | 0.010873 | 0 | 0 | 0.0072783 | 0.011091 | 0 | 0 | 0.0074239 | 0.011313 | 0 | 0 | 0.0075723 | 0.011539 | 0 | 0 | 0.0077238 | 0.01177 | 0 | 0 | 0.0078783 | 0.012005 | 0 | 0 | 0.0080358 | 0.012245 | 0 | 0 | 0.0081965 | 0.01249 | 0 | 0 | 0.0083605 | 0.01274 | 0 | 0 | 0.0085277 | 0.012995 | 0 | 0 | 0.0086982 | 0.013254 | 0 | 0 | 0.0088722 | 0.01352 | 0 | 0 | 0.0090497 | 0.01379 | 0 | 0 | 0.0092306 | 0.014066 | 0 | 0 | 0.0094029 | 0.014328 | 0 | 0 | 0.0095786 | 0.014596 | 0 | 0 | 0.0097543 | 0.014864 | 0
T&D ($/annual kWh) | 0 | 21-RSD-Restaurant–SitDown-OFF_EQ | 7 | TD:0:21-RSD-Restaurant–SitDown-OFF_EQ:7 | 0 | 0.0066089 | 0.010071 | 0 | 0 | 0.0067411 | 0.010272 | 0 | 0 | 0.0068759 | 0.010478 | 0 | 0 | 0.0070135 | 0.010687 | 0 | 0 | 0.0071537 | 0.010901 | 0 | 0 | 0.0072968 | 0.011119 | 0 | 0 | 0.0074427 | 0.011341 | 0 | 0 | 0.0075916 | 0.011568 | 0 | 0 | 0.0077434 | 0.0118 | 0 | 0 | 0.0078983 | 0.012036 | 0 | 0 | 0.0080563 | 0.012276 | 0 | 0 | 0.0082174 | 0.012522 | 0 | 0 | 0.0083817 | 0.012772 | 0 | 0 | 0.0085494 | 0.013028 | 0 | 0 | 0.0087204 | 0.013288 | 0 | 0 | 0.0088948 | 0.013554 | 0 | 0 | 0.0090727 | 0.013825 | 0 | 0 | 0.0092541 | 0.014102 | 0 | 0 | 0.0094392 | 0.014384 | 0 | 0 | 0.009628 | 0.014671 | 0 | 0 | 0.0098205 | 0.014965 | 0 | 0 | 0.010017 | 0.015264 | 0 | 0 | 0.010204 | 0.015549 | 0 | 0 | 0.010395 | 0.015839 | 0 | 0 | 0.010585 | 0.01613 | 0
T&D ($/annual kWh) | 0 | 21-RSD-Restaurant–SitDown-OFF_EQ | 10 | TD:0:21-RSD-Restaurant–SitDown-OFF_EQ:10 | 0 | 0.0074517 | 0.011355 | 0 | 0 | 0.0076008 | 0.011582 | 0 | 0 | 0.0077528 | 0.011814 | 0 | 0 | 0.0079078 | 0.01205 | 0 | 0 | 0.008066 | 0.012291 | 0 | 0 | 0.0082273 | 0.012537 | 0 | 0 | 0.0083919 | 0.012788 | 0 | 0 | 0.0085597 | 0.013043 | 0 | 0 | 0.0087309 | 0.013304 | 0 | 0 | 0.0089055 | 0.01357 | 0 | 0 | 0.0090836 | 0.013842 | 0 | 0 | 0.0092653 | 0.014119 | 0 | 0 | 0.0094506 | 0.014401 | 0 | 0 | 0.0096396 | 0.014689 | 0 | 0 | 0.0098324 | 0.014983 | 0 | 0 | 0.010029 | 0.015282 | 0 | 0 | 0.01023 | 0.015588 | 0 | 0 | 0.010434 | 0.0159 | 0 | 0 | 0.010643 | 0.016218 | 0 | 0 | 0.010856 | 0.016542 | 0 | 0 | 0.011073 | 0.016873 | 0 | 0 | 0.011294 | 0.01721 | 0 | 0 | 0.011505 | 0.017532 | 0 | 0 | 0.01172 | 0.017859 | 0 | 0 | 0.011935 | 0.018187 | 0
T&D ($/annual kWh) | 0 | 21-RSD-Restaurant–SitDown-OFF_EQ | 14 | TD:0:21-RSD-Restaurant–SitDown-OFF_EQ:14 | 0 | 0.0075048 | 0.011436 | 0 | 0 | 0.0076549 | 0.011665 | 0 | 0 | 0.007808 | 0.011898 | 0 | 0 | 0.0079641 | 0.012136 | 0 | 0 | 0.0081234 | 0.012379 | 0 | 0 | 0.0082859 | 0.012626 | 0 | 0 | 0.0084516 | 0.012879 | 0 | 0 | 0.0086206 | 0.013136 | 0 | 0 | 0.008793 | 0.013399 | 0 | 0 | 0.0089689 | 0.013667 | 0 | 0 | 0.0091483 | 0.01394 | 0 | 0 | 0.0093312 | 0.014219 | 0 | 0 | 0.0095179 | 0.014503 | 0 | 0 | 0.0097082 | 0.014793 | 0 | 0 | 0.0099024 | 0.015089 | 0 | 0 | 0.0101 | 0.015391 | 0 | 0 | 0.010302 | 0.015699 | 0 | 0 | 0.010508 | 0.016013 | 0 | 0 | 0.010719 | 0.016333 | 0 | 0 | 0.010933 | 0.01666 | 0 | 0 | 0.011152 | 0.016993 | 0 | 0 | 0.011375 | 0.017333 | 0 | 0 | 0.011587 | 0.017656 | 0 | 0 | 0.011804 | 0.017986 | 0 | 0 | 0.01202 | 0.018316 | 0
T&D ($/annual kWh) | 0 | 21-RSD-Restaurant–SitDown-OFF_EQ | 15 | TD:0:21-RSD-Restaurant–SitDown-OFF_EQ:15 | 0 | 0.0075193 | 0.011457 | 0 | 0 | 0.0076697 | 0.011686 | 0 | 0 | 0.0078231 | 0.01192 | 0 | 0 | 0.0079795 | 0.012158 | 0 | 0 | 0.0081391 | 0.012401 | 0 | 0 | 0.0083019 | 0.012649 | 0 | 0 | 0.0084679 | 0.012902 | 0 | 0 | 0.0086373 | 0.01316 | 0 | 0 | 0.00881 | 0.013424 | 0 | 0 | 0.0089862 | 0.013692 | 0 | 0 | 0.009166 | 0.013966 | 0 | 0 | 0.0093493 | 0.014245 | 0 | 0 | 0.0095363 | 0.01453 | 0 | 0 | 0.009727 | 0.014821 | 0 | 0 | 0.0099215 | 0.015117 | 0 | 0 | 0.01012 | 0.015419 | 0 | 0 | 0.010322 | 0.015728 | 0 | 0 | 0.010529 | 0.016042 | 0 | 0 | 0.010739 | 0.016363 | 0 | 0 | 0.010954 | 0.016691 | 0 | 0 | 0.011173 | 0.017024 | 0 | 0 | 0.011397 | 0.017365 | 0 | 0 | 0.011609 | 0.017689 | 0 | 0 | 0.011826 | 0.018019 | 0 | 0 | 0.012043 | 0.01835 | 0
T&D ($/annual kWh) | 0 | 21-RSD-Restaurant–SitDown-OFF_EQ | SYSTEM | TD:0:21-RSD-Restaurant–SitDown-OFF_EQ:SYSTEM | 0 | 0.0066089 | 0.010071 | 0 | 0 | 0.0067411 | 0.010272 | 0 | 0 | 0.0068759 | 0.010478 | 0 | 0 | 0.0070135 | 0.010687 | 0 | 0 | 0.0071537 | 0.010901 | 0 | 0 | 0.0072968 | 0.011119 | 0 | 0 | 0.0074427 | 0.011341 | 0 | 0 | 0.0075916 | 0.011568 | 0 | 0 | 0.0077434 | 0.0118 | 0 | 0 | 0.0078983 | 0.012036 | 0 | 0 | 0.0080563 | 0.012276 | 0 | 0 | 0.0082174 | 0.012522 | 0 | 0 | 0.0083817 | 0.012772 | 0 | 0 | 0.0085494 | 0.013028 | 0 | 0 | 0.0087204 | 0.013288 | 0 | 0 | 0.0088948 | 0.013554 | 0 | 0 | 0.0090727 | 0.013825 | 0 | 0 | 0.0092541 | 0.014102 | 0 | 0 | 0.0094392 | 0.014384 | 0 | 0 | 0.009628 | 0.014671 | 0 | 0 | 0.0098205 | 0.014965 | 0 | 0 | 0.010017 | 0.015264 | 0 | 0 | 0.010204 | 0.015549 | 0 | 0 | 0.010395 | 0.015839 | 0 | 0 | 0.010585 | 0.01613 | 0
T&D ($/annual kWh) | 0 | 21-RSD-Restaurant–SitDown-LIT_EXT | 7 | TD:0:21-RSD-Restaurant–SitDown-LIT_EXT:7 | 0 | 0.0002423 | 0.00036922 | 0 | 0 | 0.00024715 | 0.0003766 | 0 | 0 | 0.00025209 | 0.00038413 | 0 | 0 | 0.00025713 | 0.00039182 | 0 | 0 | 0.00026227 | 0.00039965 | 0 | 0 | 0.00026752 | 0.00040765 | 0 | 0 | 0.00027287 | 0.0004158 | 0 | 0 | 0.00027833 | 0.00042412 | 0 | 0 | 0.00028389 | 0.0004326 | 0 | 0 | 0.00028957 | 0.00044125 | 0 | 0 | 0.00029536 | 0.00045007 | 0 | 0 | 0.00030127 | 0.00045908 | 0 | 0 | 0.00030729 | 0.00046826 | 0 | 0 | 0.00031344 | 0.00047762 | 0 | 0 | 0.00031971 | 0.00048718 | 0 | 0 | 0.0003261 | 0.00049692 | 0 | 0 | 0.00033263 | 0.00050686 | 0 | 0 | 0.00033928 | 0.00051699 | 0 | 0 | 0.00034606 | 0.00052733 | 0 | 0 | 0.00035298 | 0.00053788 | 0 | 0 | 0.00036004 | 0.00054864 | 0 | 0 | 0.00036724 | 0.00055961 | 0 | 0 | 0.0003741 | 0.00057005 | 0 | 0 | 0.00038109 | 0.00058071 | 0 | 0 | 0.00038808 | 0.00059136 | 0
T&D ($/annual kWh) | 0 | 21-RSD-Restaurant–SitDown-LIT_EXT | 10 | TD:0:21-RSD-Restaurant–SitDown-LIT_EXT:10 | 0 | 0.00029103 | 0.00044347 | 0 | 0 | 0.00029685 | 0.00045234 | 0 | 0 | 0.00030279 | 0.00046139 | 0 | 0 | 0.00030884 | 0.00047062 | 0 | 0 | 0.00031502 | 0.00048003 | 0 | 0 | 0.00032132 | 0.00048963 | 0 | 0 | 0.00032775 | 0.00049942 | 0 | 0 | 0.0003343 | 0.00050941 | 0 | 0 | 0.00034099 | 0.0005196 | 0 | 0 | 0.00034781 | 0.00052999 | 0 | 0 | 0.00035476 | 0.00054059 | 0 | 0 | 0.00036186 | 0.0005514 | 0 | 0 | 0.0003691 | 0.00056243 | 0 | 0 | 0.00037648 | 0.00057368 | 0 | 0 | 0.00038401 | 0.00058515 | 0 | 0 | 0.00039169 | 0.00059686 | 0 | 0 | 0.00039952 | 0.00060879 | 0 | 0 | 0.00040751 | 0.00062097 | 0 | 0 | 0.00041566 | 0.00063339 | 0 | 0 | 0.00042398 | 0.00064606 | 0 | 0 | 0.00043245 | 0.00065898 | 0 | 0 | 0.0004411 | 0.00067216 | 0 | 0 | 0.00044933 | 0.0006847 | 0 | 0 | 0.00045773 | 0.0006975 | 0 | 0 | 0.00046613 | 0.00071029 | 0
T&D ($/annual kWh) | 0 | 21-RSD-Restaurant–SitDown-LIT_EXT | 14 | TD:0:21-RSD-Restaurant–SitDown-LIT_EXT:14 | 0 | 0.0002941 | 0.00044815 | 0 | 0 | 0.00029998 | 0.00045711 | 0 | 0 | 0.00030598 | 0.00046625 | 0 | 0 | 0.0003121 | 0.00047558 | 0 | 0 | 0.00031834 | 0.00048509 | 0 | 0 | 0.00032471 | 0.00049479 | 0 | 0 | 0.0003312 | 0.00050469 | 0 | 0 | 0.00033782 | 0.00051478 | 0 | 0 | 0.00034458 | 0.00052507 | 0 | 0 | 0.00035147 | 0.00053558 | 0 | 0 | 0.0003585 | 0.00054629 | 0 | 0 | 0.00036567 | 0.00055721 | 0 | 0 | 0.00037298 | 0.00056836 | 0 | 0 | 0.00038044 | 0.00057973 | 0 | 0 | 0.00038805 | 0.00059132 | 0 | 0 | 0.00039581 | 0.00060315 | 0 | 0 | 0.00040373 | 0.00061521 | 0 | 0 | 0.00041181 | 0.00062751 | 0 | 0 | 0.00042004 | 0.00064006 | 0 | 0 | 0.00042844 | 0.00065286 | 0 | 0 | 0.00043701 | 0.00066592 | 0 | 0 | 0.00044575 | 0.00067924 | 0 | 0 | 0.00045407 | 0.00069191 | 0 | 0 | 0.00046256 | 0.00070485 | 0 | 0 | 0.00047104 | 0.00071778 | 0
T&D ($/annual kWh) | 0 | 21-RSD-Restaurant–SitDown-LIT_EXT | 15 | TD:0:21-RSD-Restaurant–SitDown-LIT_EXT:15 | 0 | 0.00035374 | 0.00053734 | 0 | 0 | 0.00036081 | 0.00054808 | 0 | 0 | 0.00036803 | 0.00055904 | 0 | 0 | 0.00037539 | 0.00057023 | 0 | 0 | 0.0003829 | 0.00058163 | 0 | 0 | 0.00039055 | 0.00059326 | 0 | 0 | 0.00039836 | 0.00060513 | 0 | 0 | 0.00040633 | 0.00061723 | 0 | 0 | 0.00041446 | 0.00062957 | 0 | 0 | 0.00042275 | 0.00064217 | 0 | 0 | 0.0004312 | 0.00065501 | 0 | 0 | 0.00043983 | 0.00066811 | 0 | 0 | 0.00044862 | 0.00068147 | 0 | 0 | 0.0004576 | 0.0006951 | 0 | 0 | 0.00046675 | 0.000709 | 0 | 0 | 0.00047608 | 0.00072318 | 0 | 0 | 0.0004856 | 0.00073765 | 0 | 0 | 0.00049532 | 0.0007524 | 0 | 0 | 0.00050522 | 0.00076745 | 0 | 0 | 0.00051533 | 0.0007828 | 0 | 0 | 0.00052563 | 0.00079845 | 0 | 0 | 0.00053615 | 0.00081442 | 0 | 0 | 0.00054615 | 0.00082962 | 0 | 0 | 0.00055636 | 0.00084512 | 0 | 0 | 0.00056657 | 0.00086063 | 0
T&D ($/annual kWh) | 0 | 21-RSD-Restaurant–SitDown-LIT_EXT | SYSTEM | TD:0:21-RSD-Restaurant–SitDown-LIT_EXT:SYSTEM | 0 | 0.0002423 | 0.00036922 | 0 | 0 | 0.00024715 | 0.0003766 | 0 | 0 | 0.00025209 | 0.00038413 | 0 | 0 | 0.00025713 | 0.00039182 | 0 | 0 | 0.00026227 | 0.00039965 | 0 | 0 | 0.00026752 | 0.00040765 | 0 | 0 | 0.00027287 | 0.0004158 | 0 | 0 | 0.00027833 | 0.00042412 | 0 | 0 | 0.00028389 | 0.0004326 | 0 | 0 | 0.00028957 | 0.00044125 | 0 | 0 | 0.00029536 | 0.00045007 | 0 | 0 | 0.00030127 | 0.00045908 | 0 | 0 | 0.00030729 | 0.00046826 | 0 | 0 | 0.00031344 | 0.00047762 | 0 | 0 | 0.00031971 | 0.00048718 | 0 | 0 | 0.0003261 | 0.00049692 | 0 | 0 | 0.00033263 | 0.00050686 | 0 | 0 | 0.00033928 | 0.00051699 | 0 | 0 | 0.00034606 | 0.00052733 | 0 | 0 | 0.00035298 | 0.00053788 | 0 | 0 | 0.00036004 | 0.00054864 | 0 | 0 | 0.00036724 | 0.00055961 | 0 | 0 | 0.0003741 | 0.00057005 | 0 | 0 | 0.00038109 | 0.00058071 | 0 | 0 | 0.00038808 | 0.00059136 | 0
T&D ($/annual kWh) | 0 | 21-RSD-Restaurant–SitDown-PROC_OTH | 7 | TD:0:21-RSD-Restaurant–SitDown-PROC_OTH:7 | 0 | 0.0051879 | 0.0079053 | 0 | 0 | 0.0052916 | 0.0080634 | 0 | 0 | 0.0053974 | 0.0082247 | 0 | 0 | 0.0055054 | 0.0083892 | 0 | 0 | 0.0056155 | 0.0085569 | 0 | 0 | 0.0057278 | 0.0087281 | 0 | 0 | 0.0058424 | 0.0089026 | 0 | 0 | 0.0059592 | 0.0090807 | 0 | 0 | 0.0060784 | 0.0092623 | 0 | 0 | 0.0062 | 0.0094476 | 0 | 0 | 0.006324 | 0.0096365 | 0 | 0 | 0.0064504 | 0.0098292 | 0 | 0 | 0.0065795 | 0.010026 | 0 | 0 | 0.006711 | 0.010226 | 0 | 0 | 0.0068453 | 0.010431 | 0 | 0 | 0.0069822 | 0.010639 | 0 | 0 | 0.0071218 | 0.010852 | 0 | 0 | 0.0072642 | 0.011069 | 0 | 0 | 0.0074095 | 0.011291 | 0 | 0 | 0.0075577 | 0.011517 | 0 | 0 | 0.0077089 | 0.011747 | 0 | 0 | 0.0078631 | 0.011982 | 0 | 0 | 0.0080098 | 0.012205 | 0 | 0 | 0.0081595 | 0.012433 | 0 | 0 | 0.0083092 | 0.012662 | 0
T&D ($/annual kWh) | 0 | 21-RSD-Restaurant–SitDown-PROC_OTH | 10 | TD:0:21-RSD-Restaurant–SitDown-PROC_OTH:10 | 0 | 0.0057077 | 0.0086975 | 0 | 0 | 0.0058219 | 0.0088714 | 0 | 0 | 0.0059383 | 0.0090489 | 0 | 0 | 0.0060571 | 0.0092298 | 0 | 0 | 0.0061782 | 0.0094144 | 0 | 0 | 0.0063018 | 0.0096027 | 0 | 0 | 0.0064278 | 0.0097948 | 0 | 0 | 0.0065564 | 0.0099907 | 0 | 0 | 0.0066875 | 0.01019 | 0 | 0 | 0.0068213 | 0.010394 | 0 | 0 | 0.0069577 | 0.010602 | 0 | 0 | 0.0070968 | 0.010814 | 0 | 0 | 0.0072388 | 0.011031 | 0 | 0 | 0.0073835 | 0.011251 | 0 | 0 | 0.0075312 | 0.011476 | 0 | 0 | 0.0076818 | 0.011706 | 0 | 0 | 0.0078355 | 0.01194 | 0 | 0 | 0.0079922 | 0.012179 | 0 | 0 | 0.008152 | 0.012422 | 0 | 0 | 0.0083151 | 0.012671 | 0 | 0 | 0.0084814 | 0.012924 | 0 | 0 | 0.008651 | 0.013182 | 0 | 0 | 0.0088124 | 0.013428 | 0 | 0 | 0.0089771 | 0.013679 | 0 | 0 | 0.0091418 | 0.01393 | 0
T&D ($/annual kWh) | 0 | 21-RSD-Restaurant–SitDown-PROC_OTH | 14 | TD:0:21-RSD-Restaurant–SitDown-PROC_OTH:14 | 0 | 0.0057404 | 0.0087473 | 0 | 0 | 0.0058552 | 0.0089223 | 0 | 0 | 0.0059723 | 0.0091007 | 0 | 0 | 0.0060918 | 0.0092827 | 0 | 0 | 0.0062136 | 0.0094684 | 0 | 0 | 0.0063379 | 0.0096578 | 0 | 0 | 0.0064647 | 0.0098509 | 0 | 0 | 0.006594 | 0.010048 | 0 | 0 | 0.0067258 | 0.010249 | 0 | 0 | 0.0068604 | 0.010454 | 0 | 0 | 0.0069976 | 0.010663 | 0 | 0 | 0.0071375 | 0.010876 | 0 | 0 | 0.0072803 | 0.011094 | 0 | 0 | 0.0074259 | 0.011316 | 0 | 0 | 0.0075744 | 0.011542 | 0 | 0 | 0.0077259 | 0.011773 | 0 | 0 | 0.0078804 | 0.012008 | 0 | 0 | 0.008038 | 0.012248 | 0 | 0 | 0.0081988 | 0.012493 | 0 | 0 | 0.0083627 | 0.012743 | 0 | 0 | 0.00853 | 0.012998 | 0 | 0 | 0.0087006 | 0.013258 | 0 | 0 | 0.0088629 | 0.013505 | 0 | 0 | 0.0090286 | 0.013758 | 0 | 0 | 0.0091942 | 0.01401 | 0
T&D ($/annual kWh) | 0 | 21-RSD-Restaurant–SitDown-PROC_OTH | 15 | TD:0:21-RSD-Restaurant–SitDown-PROC_OTH:15 | 0 | 0.0057384 | 0.0087434 | 0 | 0 | 0.0058532 | 0.0089182 | 0 | 0 | 0.0059702 | 0.0090966 | 0 | 0 | 0.0060896 | 0.0092785 | 0 | 0 | 0.0062114 | 0.0094641 | 0 | 0 | 0.0063357 | 0.0096534 | 0 | 0 | 0.0064624 | 0.0098465 | 0 | 0 | 0.0065916 | 0.010043 | 0 | 0 | 0.0067235 | 0.010244 | 0 | 0 | 0.0068579 | 0.010449 | 0 | 0 | 0.0069951 | 0.010658 | 0 | 0 | 0.007135 | 0.010871 | 0 | 0 | 0.0072777 | 0.011089 | 0 | 0 | 0.0074232 | 0.01131 | 0 | 0 | 0.0075717 | 0.011537 | 0 | 0 | 0.0077231 | 0.011767 | 0 | 0 | 0.0078776 | 0.012003 | 0 | 0 | 0.0080352 | 0.012243 | 0 | 0 | 0.0081959 | 0.012488 | 0 | 0 | 0.0083598 | 0.012737 | 0 | 0 | 0.008527 | 0.012992 | 0 | 0 | 0.0086975 | 0.013252 | 0 | 0 | 0.0088598 | 0.013499 | 0 | 0 | 0.0090254 | 0.013752 | 0 | 0 | 0.009191 | 0.014004 | 0
T&D ($/annual kWh) | 0 | 21-RSD-Restaurant–SitDown-PROC_OTH | SYSTEM | TD:0:21-RSD-Restaurant–SitDown-PROC_OTH:SYSTEM | 0 | 0.0051879 | 0.0079053 | 0 | 0 | 0.0052916 | 0.0080634 | 0 | 0 | 0.0053974 | 0.0082247 | 0 | 0 | 0.0055054 | 0.0083892 | 0 | 0 | 0.0056155 | 0.0085569 | 0 | 0 | 0.0057278 | 0.0087281 | 0 | 0 | 0.0058424 | 0.0089026 | 0 | 0 | 0.0059592 | 0.0090807 | 0 | 0 | 0.0060784 | 0.0092623 | 0 | 0 | 0.0062 | 0.0094476 | 0 | 0 | 0.006324 | 0.0096365 | 0 | 0 | 0.0064504 | 0.0098292 | 0 | 0 | 0.0065795 | 0.010026 | 0 | 0 | 0.006711 | 0.010226 | 0 | 0 | 0.0068453 | 0.010431 | 0 | 0 | 0.0069822 | 0.010639 | 0 | 0 | 0.0071218 | 0.010852 | 0 | 0 | 0.0072642 | 0.011069 | 0 | 0 | 0.0074095 | 0.011291 | 0 | 0 | 0.0075577 | 0.011517 | 0 | 0 | 0.0077089 | 0.011747 | 0 | 0 | 0.0078631 | 0.011982 | 0 | 0 | 0.0080098 | 0.012205 | 0 | 0 | 0.0081595 | 0.012433 | 0 | 0 | 0.0083092 | 0.012662 | 0
T&D ($/annual kWh) | 0 | 21-RSD-Restaurant–SitDown-REFG | 7 | TD:0:21-RSD-Restaurant–SitDown-REFG:7 | 0 | 0.0052449 | 0.0079922 | 0 | 0 | 0.0053498 | 0.008152 | 0 | 0 | 0.0054568 | 0.0083151 | 0 | 0 | 0.0055659 | 0.0084814 | 0 | 0 | 0.0056772 | 0.008651 | 0 | 0 | 0.0057908 | 0.008824 | 0 | 0 | 0.0059066 | 0.0090005 | 0 | 0 | 0.0060247 | 0.0091805 | 0 | 0 | 0.0061452 | 0.0093641 | 0 | 0 | 0.0062681 | 0.0095514 | 0 | 0 | 0.0063935 | 0.0097424 | 0 | 0 | 0.0065213 | 0.0099373 | 0 | 0 | 0.0066518 | 0.010136 | 0 | 0 | 0.0067848 | 0.010339 | 0 | 0 | 0.0069205 | 0.010546 | 0 | 0 | 0.0070589 | 0.010756 | 0 | 0 | 0.0072001 | 0.010972 | 0 | 0 | 0.0073441 | 0.011191 | 0 | 0 | 0.007491 | 0.011415 | 0 | 0 | 0.0076408 | 0.011643 | 0 | 0 | 0.0077936 | 0.011876 | 0 | 0 | 0.0079495 | 0.012113 | 0 | 0 | 0.0080978 | 0.01234 | 0 | 0 | 0.0082491 | 0.01257 | 0 | 0 | 0.0084005 | 0.012801 | 0
T&D ($/annual kWh) | 0 | 21-RSD-Restaurant–SitDown-REFG | 10 | TD:0:21-RSD-Restaurant–SitDown-REFG:10 | 0 | 0.0057048 | 0.008693 | 0 | 0 | 0.0058189 | 0.0088668 | 0 | 0 | 0.0059352 | 0.0090442 | 0 | 0 | 0.0060539 | 0.009225 | 0 | 0 | 0.006175 | 0.0094095 | 0 | 0 | 0.0062985 | 0.0095977 | 0 | 0 | 0.0064245 | 0.0097897 | 0 | 0 | 0.006553 | 0.0099855 | 0 | 0 | 0.006684 | 0.010185 | 0 | 0 | 0.0068177 | 0.010389 | 0 | 0 | 0.0069541 | 0.010597 | 0 | 0 | 0.0070932 | 0.010809 | 0 | 0 | 0.007235 | 0.011025 | 0 | 0 | 0.0073797 | 0.011245 | 0 | 0 | 0.0075273 | 0.01147 | 0 | 0 | 0.0076779 | 0.0117 | 0 | 0 | 0.0078314 | 0.011934 | 0 | 0 | 0.007988 | 0.012172 | 0 | 0 | 0.0081478 | 0.012416 | 0 | 0 | 0.0083108 | 0.012664 | 0 | 0 | 0.008477 | 0.012917 | 0 | 0 | 0.0086465 | 0.013176 | 0 | 0 | 0.0088079 | 0.013421 | 0 | 0 | 0.0089725 | 0.013672 | 0 | 0 | 0.0091371 | 0.013923 | 0
T&D ($/annual kWh) | 0 | 21-RSD-Restaurant–SitDown-REFG | 14 | TD:0:21-RSD-Restaurant–SitDown-REFG:14 | 0 | 0.0057337 | 0.0087371 | 0 | 0 | 0.0058484 | 0.0089118 | 0 | 0 | 0.0059653 | 0.00909 | 0 | 0 | 0.0060846 | 0.0092718 | 0 | 0 | 0.0062063 | 0.0094573 | 0 | 0 | 0.0063305 | 0.0096464 | 0 | 0 | 0.0064571 | 0.0098394 | 0 | 0 | 0.0065862 | 0.010036 | 0 | 0 | 0.0067179 | 0.010237 | 0 | 0 | 0.0068523 | 0.010442 | 0 | 0 | 0.0069893 | 0.01065 | 0 | 0 | 0.0071291 | 0.010863 | 0 | 0 | 0.0072717 | 0.011081 | 0 | 0 | 0.0074172 | 0.011302 | 0 | 0 | 0.0075655 | 0.011528 | 0 | 0 | 0.0077168 | 0.011759 | 0 | 0 | 0.0078711 | 0.011994 | 0 | 0 | 0.0080286 | 0.012234 | 0 | 0 | 0.0081891 | 0.012479 | 0 | 0 | 0.0083529 | 0.012728 | 0 | 0 | 0.00852 | 0.012983 | 0 | 0 | 0.0086904 | 0.013242 | 0 | 0 | 0.0088525 | 0.01349 | 0 | 0 | 0.009018 | 0.013742 | 0 | 0 | 0.0091834 | 0.013994 | 0
T&D ($/annual kWh) | 0 | 21-RSD-Restaurant–SitDown-REFG | 15 | TD:0:21-RSD-Restaurant–SitDown-REFG:15 | 0 | 0.0057258 | 0.0087242 | 0 | 0 | 0.0058404 | 0.0088987 | 0 | 0 | 0.0059572 | 0.0090766 | 0 | 0 | 0.0060763 | 0.0092582 | 0 | 0 | 0.0061978 | 0.0094433 | 0 | 0 | 0.0063218 | 0.0096322 | 0 | 0 | 0.0064482 | 0.0098249 | 0 | 0 | 0.0065772 | 0.010021 | 0 | 0 | 0.0067087 | 0.010222 | 0 | 0 | 0.0068429 | 0.010426 | 0 | 0 | 0.0069798 | 0.010635 | 0 | 0 | 0.0071194 | 0.010847 | 0 | 0 | 0.0072617 | 0.011064 | 0 | 0 | 0.007407 | 0.011286 | 0 | 0 | 0.0075551 | 0.011511 | 0 | 0 | 0.0077062 | 0.011742 | 0 | 0 | 0.0078603 | 0.011976 | 0 | 0 | 0.0080176 | 0.012216 | 0 | 0 | 0.0081779 | 0.01246 | 0 | 0 | 0.0083415 | 0.01271 | 0 | 0 | 0.0085083 | 0.012964 | 0 | 0 | 0.0086785 | 0.013223 | 0 | 0 | 0.0088404 | 0.01347 | 0 | 0 | 0.0090056 | 0.013721 | 0 | 0 | 0.0091708 | 0.013973 | 0
T&D ($/annual kWh) | 0 | 21-RSD-Restaurant–SitDown-REFG | SYSTEM | TD:0:21-RSD-Restaurant–SitDown-REFG:SYSTEM | 0 | 0.0052449 | 0.0079922 | 0 | 0 | 0.0053498 | 0.008152 | 0 | 0 | 0.0054568 | 0.0083151 | 0 | 0 | 0.0055659 | 0.0084814 | 0 | 0 | 0.0056772 | 0.008651 | 0 | 0 | 0.0057908 | 0.008824 | 0 | 0 | 0.0059066 | 0.0090005 | 0 | 0 | 0.0060247 | 0.0091805 | 0 | 0 | 0.0061452 | 0.0093641 | 0 | 0 | 0.0062681 | 0.0095514 | 0 | 0 | 0.0063935 | 0.0097424 | 0 | 0 | 0.0065213 | 0.0099373 | 0 | 0 | 0.0066518 | 0.010136 | 0 | 0 | 0.0067848 | 0.010339 | 0 | 0 | 0.0069205 | 0.010546 | 0 | 0 | 0.0070589 | 0.010756 | 0 | 0 | 0.0072001 | 0.010972 | 0 | 0 | 0.0073441 | 0.011191 | 0 | 0 | 0.007491 | 0.011415 | 0 | 0 | 0.0076408 | 0.011643 | 0 | 0 | 0.0077936 | 0.011876 | 0 | 0 | 0.0079495 | 0.012113 | 0 | 0 | 0.0080978 | 0.01234 | 0 | 0 | 0.0082491 | 0.01257 | 0 | 0 | 0.0084005 | 0.012801 | 0
T&D ($/annual kWh) | 0 | 21-RSD-Restaurant–SitDown-VENT | 7 | TD:0:21-RSD-Restaurant–SitDown-VENT:7 | 0 | 0.0073372 | 0.011181 | 0 | 0 | 0.007484 | 0.011404 | 0 | 0 | 0.0076336 | 0.011632 | 0 | 0 | 0.0077863 | 0.011865 | 0 | 0 | 0.007942 | 0.012102 | 0 | 0 | 0.0081009 | 0.012344 | 0 | 0 | 0.0082629 | 0.012591 | 0 | 0 | 0.0084282 | 0.012843 | 0 | 0 | 0.0085967 | 0.0131 | 0 | 0 | 0.0087686 | 0.013362 | 0 | 0 | 0.008944 | 0.013629 | 0 | 0 | 0.0091229 | 0.013902 | 0 | 0 | 0.0093054 | 0.01418 | 0 | 0 | 0.0094915 | 0.014463 | 0 | 0 | 0.0096813 | 0.014752 | 0 | 0 | 0.0098749 | 0.015048 | 0 | 0 | 0.010072 | 0.015348 | 0 | 0 | 0.010274 | 0.015655 | 0 | 0 | 0.010479 | 0.015969 | 0 | 0 | 0.010689 | 0.016288 | 0 | 0 | 0.010903 | 0.016614 | 0 | 0 | 0.011121 | 0.016946 | 0 | 0 | 0.011328 | 0.017262 | 0 | 0 | 0.01154 | 0.017585 | 0 | 0 | 0.011752 | 0.017907 | 0
T&D ($/annual kWh) | 0 | 21-RSD-Restaurant–SitDown-VENT | 10 | TD:0:21-RSD-Restaurant–SitDown-VENT:10 | 0 | 0.0083092 | 0.012662 | 0 | 0 | 0.0084754 | 0.012915 | 0 | 0 | 0.0086449 | 0.013173 | 0 | 0 | 0.0088178 | 0.013437 | 0 | 0 | 0.0089942 | 0.013705 | 0 | 0 | 0.0091741 | 0.01398 | 0 | 0 | 0.0093575 | 0.014259 | 0 | 0 | 0.0095447 | 0.014544 | 0 | 0 | 0.0097356 | 0.014835 | 0 | 0 | 0.0099303 | 0.015132 | 0 | 0 | 0.010129 | 0.015435 | 0 | 0 | 0.010331 | 0.015743 | 0 | 0 | 0.010538 | 0.016058 | 0 | 0 | 0.010749 | 0.016379 | 0 | 0 | 0.010964 | 0.016707 | 0 | 0 | 0.011183 | 0.017041 | 0 | 0 | 0.011407 | 0.017382 | 0 | 0 | 0.011635 | 0.017729 | 0 | 0 | 0.011868 | 0.018084 | 0 | 0 | 0.012105 | 0.018446 | 0 | 0 | 0.012347 | 0.018815 | 0 | 0 | 0.012594 | 0.019191 | 0 | 0 | 0.012829 | 0.019549 | 0 | 0 | 0.013069 | 0.019914 | 0 | 0 | 0.013309 | 0.02028 | 0
T&D ($/annual kWh) | 0 | 21-RSD-Restaurant–SitDown-VENT | 14 | TD:0:21-RSD-Restaurant–SitDown-VENT:14 | 0 | 0.0083704 | 0.012755 | 0 | 0 | 0.0085378 | 0.01301 | 0 | 0 | 0.0087086 | 0.01327 | 0 | 0 | 0.0088827 | 0.013536 | 0 | 0 | 0.0090604 | 0.013806 | 0 | 0 | 0.0092416 | 0.014082 | 0 | 0 | 0.0094264 | 0.014364 | 0 | 0 | 0.009615 | 0.014651 | 0 | 0 | 0.0098073 | 0.014944 | 0 | 0 | 0.010003 | 0.015243 | 0 | 0 | 0.010203 | 0.015548 | 0 | 0 | 0.010408 | 0.015859 | 0 | 0 | 0.010616 | 0.016176 | 0 | 0 | 0.010828 | 0.0165 | 0 | 0 | 0.011045 | 0.01683 | 0 | 0 | 0.011265 | 0.017166 | 0 | 0 | 0.011491 | 0.01751 | 0 | 0 | 0.011721 | 0.01786 | 0 | 0 | 0.011955 | 0.018217 | 0 | 0 | 0.012194 | 0.018581 | 0 | 0 | 0.012438 | 0.018953 | 0 | 0 | 0.012687 | 0.019332 | 0 | 0 | 0.012923 | 0.019693 | 0 | 0 | 0.013165 | 0.020061 | 0 | 0 | 0.013407 | 0.020429 | 0
T&D ($/annual kWh) | 0 | 21-RSD-Restaurant–SitDown-VENT | 15 | TD:0:21-RSD-Restaurant–SitDown-VENT:15 | 0 | 0.0083907 | 0.012785 | 0 | 0 | 0.0085585 | 0.01304 | 0 | 0 | 0.0087297 | 0.013301 | 0 | 0 | 0.0089043 | 0.013567 | 0 | 0 | 0.0090823 | 0.013838 | 0 | 0 | 0.009264 | 0.014115 | 0 | 0 | 0.0094493 | 0.014398 | 0 | 0 | 0.0096383 | 0.014686 | 0 | 0 | 0.009831 | 0.014979 | 0 | 0 | 0.010028 | 0.015279 | 0 | 0 | 0.010228 | 0.015584 | 0 | 0 | 0.010433 | 0.015896 | 0 | 0 | 0.010641 | 0.016214 | 0 | 0 | 0.010854 | 0.016538 | 0 | 0 | 0.011071 | 0.016869 | 0 | 0 | 0.011293 | 0.017206 | 0 | 0 | 0.011519 | 0.017551 | 0 | 0 | 0.011749 | 0.017902 | 0 | 0 | 0.011984 | 0.01826 | 0 | 0 | 0.012224 | 0.018625 | 0 | 0 | 0.012468 | 0.018997 | 0 | 0 | 0.012717 | 0.019377 | 0 | 0 | 0.012955 | 0.019739 | 0 | 0 | 0.013197 | 0.020108 | 0 | 0 | 0.013439 | 0.020477 | 0
T&D ($/annual kWh) | 0 | 21-RSD-Restaurant–SitDown-VENT | SYSTEM | TD:0:21-RSD-Restaurant–SitDown-VENT:SYSTEM | 0 | 0.0073372 | 0.011181 | 0 | 0 | 0.007484 | 0.011404 | 0 | 0 | 0.0076336 | 0.011632 | 0 | 0 | 0.0077863 | 0.011865 | 0 | 0 | 0.007942 | 0.012102 | 0 | 0 | 0.0081009 | 0.012344 | 0 | 0 | 0.0082629 | 0.012591 | 0 | 0 | 0.0084282 | 0.012843 | 0 | 0 | 0.0085967 | 0.0131 | 0 | 0 | 0.0087686 | 0.013362 | 0 | 0 | 0.008944 | 0.013629 | 0 | 0 | 0.0091229 | 0.013902 | 0 | 0 | 0.0093054 | 0.01418 | 0 | 0 | 0.0094915 | 0.014463 | 0 | 0 | 0.0096813 | 0.014752 | 0 | 0 | 0.0098749 | 0.015048 | 0 | 0 | 0.010072 | 0.015348 | 0 | 0 | 0.010274 | 0.015655 | 0 | 0 | 0.010479 | 0.015969 | 0 | 0 | 0.010689 | 0.016288 | 0 | 0 | 0.010903 | 0.016614 | 0 | 0 | 0.011121 | 0.016946 | 0 | 0 | 0.011328 | 0.017262 | 0 | 0 | 0.01154 | 0.017585 | 0 | 0 | 0.011752 | 0.017907 | 0
T&D ($/annual kWh) | 0 | 22-RT3-Retail–3StoryLarge-COOL | 7 | TD:0:22-RT3-Retail–3StoryLarge-COOL:7 | 0 | 0.013565 | 0.020671 | 0 | 0 | 0.013836 | 0.021084 | 0 | 0 | 0.014113 | 0.021506 | 0 | 0 | 0.014395 | 0.021936 | 0 | 0 | 0.014683 | 0.022375 | 0 | 0 | 0.014977 | 0.022822 | 0 | 0 | 0.015277 | 0.023279 | 0 | 0 | 0.015582 | 0.023744 | 0 | 0 | 0.015894 | 0.024219 | 0 | 0 | 0.016212 | 0.024703 | 0 | 0 | 0.016536 | 0.025198 | 0 | 0 | 0.016867 | 0.025701 | 0 | 0 | 0.017204 | 0.026216 | 0 | 0 | 0.017548 | 0.02674 | 0 | 0 | 0.017899 | 0.027275 | 0 | 0 | 0.018257 | 0.02782 | 0 | 0 | 0.018622 | 0.028377 | 0 | 0 | 0.018995 | 0.028944 | 0 | 0 | 0.019374 | 0.029523 | 0 | 0 | 0.019762 | 0.030113 | 0 | 0 | 0.020157 | 0.030716 | 0 | 0 | 0.02056 | 0.03133 | 0 | 0 | 0.020944 | 0.031915 | 0 | 0 | 0.021335 | 0.032511 | 0 | 0 | 0.021727 | 0.033107 | 0
T&D ($/annual kWh) | 0 | 22-RT3-Retail–3StoryLarge-COOL | 10 | TD:0:22-RT3-Retail–3StoryLarge-COOL:10 | 0 | 0.016075 | 0.024495 | 0 | 0 | 0.016397 | 0.024985 | 0 | 0 | 0.016724 | 0.025485 | 0 | 0 | 0.017059 | 0.025995 | 0 | 0 | 0.0174 | 0.026515 | 0 | 0 | 0.017748 | 0.027045 | 0 | 0 | 0.018103 | 0.027586 | 0 | 0 | 0.018465 | 0.028137 | 0 | 0 | 0.018834 | 0.0287 | 0 | 0 | 0.019211 | 0.029274 | 0 | 0 | 0.019595 | 0.02986 | 0 | 0 | 0.019987 | 0.030457 | 0 | 0 | 0.020387 | 0.031066 | 0 | 0 | 0.020795 | 0.031687 | 0 | 0 | 0.021211 | 0.032321 | 0 | 0 | 0.021635 | 0.032967 | 0 | 0 | 0.022068 | 0.033627 | 0 | 0 | 0.022509 | 0.034299 | 0 | 0 | 0.022959 | 0.034985 | 0 | 0 | 0.023418 | 0.035685 | 0 | 0 | 0.023887 | 0.036399 | 0 | 0 | 0.024364 | 0.037127 | 0 | 0 | 0.024819 | 0.03782 | 0 | 0 | 0.025283 | 0.038526 | 0 | 0 | 0.025747 | 0.039233 | 0
T&D ($/annual kWh) | 0 | 22-RT3-Retail–3StoryLarge-COOL | 14 | TD:0:22-RT3-Retail–3StoryLarge-COOL:14 | 0 | 0.016233 | 0.024736 | 0 | 0 | 0.016558 | 0.025231 | 0 | 0 | 0.016889 | 0.025735 | 0 | 0 | 0.017227 | 0.02625 | 0 | 0 | 0.017571 | 0.026775 | 0 | 0 | 0.017923 | 0.027311 | 0 | 0 | 0.018281 | 0.027857 | 0 | 0 | 0.018647 | 0.028414 | 0 | 0 | 0.01902 | 0.028982 | 0 | 0 | 0.0194 | 0.029562 | 0 | 0 | 0.019788 | 0.030153 | 0 | 0 | 0.020184 | 0.030756 | 0 | 0 | 0.020587 | 0.031371 | 0 | 0 | 0.020999 | 0.031999 | 0 | 0 | 0.021419 | 0.032639 | 0 | 0 | 0.021847 | 0.033291 | 0 | 0 | 0.022284 | 0.033957 | 0 | 0 | 0.02273 | 0.034636 | 0 | 0 | 0.023185 | 0.035329 | 0 | 0 | 0.023648 | 0.036036 | 0 | 0 | 0.024121 | 0.036756 | 0 | 0 | 0.024604 | 0.037492 | 0 | 0 | 0.025063 | 0.038191 | 0 | 0 | 0.025531 | 0.038905 | 0 | 0 | 0.026 | 0.039619 | 0
T&D ($/annual kWh) | 0 | 22-RT3-Retail–3StoryLarge-COOL | 15 | TD:0:22-RT3-Retail–3StoryLarge-COOL:15 | 0 | 0.016298 | 0.024835 | 0 | 0 | 0.016624 | 0.025331 | 0 | 0 | 0.016957 | 0.025838 | 0 | 0 | 0.017296 | 0.026355 | 0 | 0 | 0.017642 | 0.026882 | 0 | 0 | 0.017995 | 0.027419 | 0 | 0 | 0.018355 | 0.027968 | 0 | 0 | 0.018722 | 0.028527 | 0 | 0 | 0.019096 | 0.029098 | 0 | 0 | 0.019478 | 0.02968 | 0 | 0 | 0.019868 | 0.030273 | 0 | 0 | 0.020265 | 0.030879 | 0 | 0 | 0.02067 | 0.031496 | 0 | 0 | 0.021084 | 0.032126 | 0 | 0 | 0.021505 | 0.032769 | 0 | 0 | 0.021935 | 0.033424 | 0 | 0 | 0.022374 | 0.034093 | 0 | 0 | 0.022822 | 0.034775 | 0 | 0 | 0.023278 | 0.03547 | 0 | 0 | 0.023744 | 0.036179 | 0 | 0 | 0.024218 | 0.036903 | 0 | 0 | 0.024703 | 0.037641 | 0 | 0 | 0.025164 | 0.038343 | 0 | 0 | 0.025634 | 0.03906 | 0 | 0 | 0.026104 | 0.039777 | 0
T&D ($/annual kWh) | 0 | 22-RT3-Retail–3StoryLarge-COOL | SYSTEM | TD:0:22-RT3-Retail–3StoryLarge-COOL:SYSTEM | 0 | 0.013565 | 0.020671 | 0 | 0 | 0.013836 | 0.021084 | 0 | 0 | 0.014113 | 0.021506 | 0 | 0 | 0.014395 | 0.021936 | 0 | 0 | 0.014683 | 0.022375 | 0 | 0 | 0.014977 | 0.022822 | 0 | 0 | 0.015277 | 0.023279 | 0 | 0 | 0.015582 | 0.023744 | 0 | 0 | 0.015894 | 0.024219 | 0 | 0 | 0.016212 | 0.024703 | 0 | 0 | 0.016536 | 0.025198 | 0 | 0 | 0.016867 | 0.025701 | 0 | 0 | 0.017204 | 0.026216 | 0 | 0 | 0.017548 | 0.02674 | 0 | 0 | 0.017899 | 0.027275 | 0 | 0 | 0.018257 | 0.02782 | 0 | 0 | 0.018622 | 0.028377 | 0 | 0 | 0.018995 | 0.028944 | 0 | 0 | 0.019374 | 0.029523 | 0 | 0 | 0.019762 | 0.030113 | 0 | 0 | 0.020157 | 0.030716 | 0 | 0 | 0.02056 | 0.03133 | 0 | 0 | 0.020944 | 0.031915 | 0 | 0 | 0.021335 | 0.032511 | 0 | 0 | 0.021727 | 0.033107 | 0
T&D ($/annual kWh) | 0 | 22-RT3-Retail–3StoryLarge-LIT_INT | 7 | TD:0:22-RT3-Retail–3StoryLarge-LIT_INT:7 | 0 | 0.0068896 | 0.010498 | 0 | 0 | 0.0070274 | 0.010708 | 0 | 0 | 0.007168 | 0.010923 | 0 | 0 | 0.0073113 | 0.011141 | 0 | 0 | 0.0074575 | 0.011364 | 0 | 0 | 0.0076067 | 0.011591 | 0 | 0 | 0.0077588 | 0.011823 | 0 | 0 | 0.007914 | 0.012059 | 0 | 0 | 0.0080723 | 0.012301 | 0 | 0 | 0.0082337 | 0.012547 | 0 | 0 | 0.0083984 | 0.012798 | 0 | 0 | 0.0085664 | 0.013054 | 0 | 0 | 0.0087377 | 0.013315 | 0 | 0 | 0.0089125 | 0.013581 | 0 | 0 | 0.0090907 | 0.013853 | 0 | 0 | 0.0092725 | 0.01413 | 0 | 0 | 0.009458 | 0.014412 | 0 | 0 | 0.0096471 | 0.0147 | 0 | 0 | 0.0098401 | 0.014994 | 0 | 0 | 0.010037 | 0.015294 | 0 | 0 | 0.010238 | 0.0156 | 0 | 0 | 0.010442 | 0.015912 | 0 | 0 | 0.010637 | 0.016209 | 0 | 0 | 0.010836 | 0.016512 | 0 | 0 | 0.011035 | 0.016815 | 0
T&D ($/annual kWh) | 0 | 22-RT3-Retail–3StoryLarge-LIT_INT | 10 | TD:0:22-RT3-Retail–3StoryLarge-LIT_INT:10 | 0 | 0.0077321 | 0.011782 | 0 | 0 | 0.0078867 | 0.012018 | 0 | 0 | 0.0080444 | 0.012258 | 0 | 0 | 0.0082053 | 0.012503 | 0 | 0 | 0.0083694 | 0.012753 | 0 | 0 | 0.0085368 | 0.013008 | 0 | 0 | 0.0087076 | 0.013269 | 0 | 0 | 0.0088817 | 0.013534 | 0 | 0 | 0.0090593 | 0.013805 | 0 | 0 | 0.0092405 | 0.014081 | 0 | 0 | 0.0094253 | 0.014362 | 0 | 0 | 0.0096138 | 0.01465 | 0 | 0 | 0.0098061 | 0.014943 | 0 | 0 | 0.010002 | 0.015242 | 0 | 0 | 0.010202 | 0.015546 | 0 | 0 | 0.010406 | 0.015857 | 0 | 0 | 0.010614 | 0.016174 | 0 | 0 | 0.010827 | 0.016498 | 0 | 0 | 0.011043 | 0.016828 | 0 | 0 | 0.011264 | 0.017164 | 0 | 0 | 0.011489 | 0.017508 | 0 | 0 | 0.011719 | 0.017858 | 0 | 0 | 0.011938 | 0.018191 | 0 | 0 | 0.012161 | 0.018531 | 0 | 0 | 0.012384 | 0.018871 | 0
T&D ($/annual kWh) | 0 | 22-RT3-Retail–3StoryLarge-LIT_INT | 14 | TD:0:22-RT3-Retail–3StoryLarge-LIT_INT:14 | 0 | 0.0077851 | 0.011863 | 0 | 0 | 0.0079408 | 0.0121 | 0 | 0 | 0.0080996 | 0.012342 | 0 | 0 | 0.0082616 | 0.012589 | 0 | 0 | 0.0084268 | 0.012841 | 0 | 0 | 0.0085953 | 0.013098 | 0 | 0 | 0.0087672 | 0.01336 | 0 | 0 | 0.0089426 | 0.013627 | 0 | 0 | 0.0091214 | 0.013899 | 0 | 0 | 0.0093039 | 0.014177 | 0 | 0 | 0.00949 | 0.014461 | 0 | 0 | 0.0096797 | 0.01475 | 0 | 0 | 0.0098733 | 0.015045 | 0 | 0 | 0.010071 | 0.015346 | 0 | 0 | 0.010272 | 0.015653 | 0 | 0 | 0.010478 | 0.015966 | 0 | 0 | 0.010687 | 0.016285 | 0 | 0 | 0.010901 | 0.016611 | 0 | 0 | 0.011119 | 0.016943 | 0 | 0 | 0.011341 | 0.017282 | 0 | 0 | 0.011568 | 0.017628 | 0 | 0 | 0.0118 | 0.01798 | 0 | 0 | 0.01202 | 0.018316 | 0 | 0 | 0.012244 | 0.018658 | 0 | 0 | 0.012469 | 0.019 | 0
T&D ($/annual kWh) | 0 | 22-RT3-Retail–3StoryLarge-LIT_INT | 15 | TD:0:22-RT3-Retail–3StoryLarge-LIT_INT:15 | 0 | 0.0077828 | 0.011859 | 0 | 0 | 0.0079384 | 0.012096 | 0 | 0 | 0.0080972 | 0.012338 | 0 | 0 | 0.0082591 | 0.012585 | 0 | 0 | 0.0084243 | 0.012836 | 0 | 0 | 0.0085928 | 0.013093 | 0 | 0 | 0.0087646 | 0.013355 | 0 | 0 | 0.0089399 | 0.013622 | 0 | 0 | 0.0091187 | 0.013894 | 0 | 0 | 0.0093011 | 0.014172 | 0 | 0 | 0.0094871 | 0.014456 | 0 | 0 | 0.0096769 | 0.014745 | 0 | 0 | 0.0098704 | 0.01504 | 0 | 0 | 0.010068 | 0.015341 | 0 | 0 | 0.010269 | 0.015647 | 0 | 0 | 0.010475 | 0.01596 | 0 | 0 | 0.010684 | 0.01628 | 0 | 0 | 0.010898 | 0.016605 | 0 | 0 | 0.011116 | 0.016937 | 0 | 0 | 0.011338 | 0.017276 | 0 | 0 | 0.011565 | 0.017621 | 0 | 0 | 0.011796 | 0.017974 | 0 | 0 | 0.012016 | 0.018309 | 0 | 0 | 0.012241 | 0.018651 | 0 | 0 | 0.012465 | 0.018994 | 0
T&D ($/annual kWh) | 0 | 22-RT3-Retail–3StoryLarge-LIT_INT | SYSTEM | TD:0:22-RT3-Retail–3StoryLarge-LIT_INT:SYSTEM | 0 | 0.0068896 | 0.010498 | 0 | 0 | 0.0070274 | 0.010708 | 0 | 0 | 0.007168 | 0.010923 | 0 | 0 | 0.0073113 | 0.011141 | 0 | 0 | 0.0074575 | 0.011364 | 0 | 0 | 0.0076067 | 0.011591 | 0 | 0 | 0.0077588 | 0.011823 | 0 | 0 | 0.007914 | 0.012059 | 0 | 0 | 0.0080723 | 0.012301 | 0 | 0 | 0.0082337 | 0.012547 | 0 | 0 | 0.0083984 | 0.012798 | 0 | 0 | 0.0085664 | 0.013054 | 0 | 0 | 0.0087377 | 0.013315 | 0 | 0 | 0.0089125 | 0.013581 | 0 | 0 | 0.0090907 | 0.013853 | 0 | 0 | 0.0092725 | 0.01413 | 0 | 0 | 0.009458 | 0.014412 | 0 | 0 | 0.0096471 | 0.0147 | 0 | 0 | 0.0098401 | 0.014994 | 0 | 0 | 0.010037 | 0.015294 | 0 | 0 | 0.010238 | 0.0156 | 0 | 0 | 0.010442 | 0.015912 | 0 | 0 | 0.010637 | 0.016209 | 0 | 0 | 0.010836 | 0.016512 | 0 | 0 | 0.011035 | 0.016815 | 0
T&D ($/annual kWh) | 0 | 22-RT3-Retail–3StoryLarge-OFF_EQ | 7 | TD:0:22-RT3-Retail–3StoryLarge-OFF_EQ:7 | 0 | 0.0064927 | 0.0098937 | 0 | 0 | 0.0066226 | 0.010092 | 0 | 0 | 0.006755 | 0.010293 | 0 | 0 | 0.0068901 | 0.010499 | 0 | 0 | 0.0070279 | 0.010709 | 0 | 0 | 0.0071685 | 0.010923 | 0 | 0 | 0.0073119 | 0.011142 | 0 | 0 | 0.0074581 | 0.011365 | 0 | 0 | 0.0076073 | 0.011592 | 0 | 0 | 0.0077594 | 0.011824 | 0 | 0 | 0.0079146 | 0.01206 | 0 | 0 | 0.0080729 | 0.012302 | 0 | 0 | 0.0082344 | 0.012548 | 0 | 0 | 0.008399 | 0.012799 | 0 | 0 | 0.008567 | 0.013055 | 0 | 0 | 0.0087384 | 0.013316 | 0 | 0 | 0.0089131 | 0.013582 | 0 | 0 | 0.0090914 | 0.013854 | 0 | 0 | 0.0092732 | 0.014131 | 0 | 0 | 0.0094587 | 0.014413 | 0 | 0 | 0.0096479 | 0.014702 | 0 | 0 | 0.0098408 | 0.014996 | 0 | 0 | 0.010024 | 0.015275 | 0 | 0 | 0.010212 | 0.015561 | 0 | 0 | 0.010399 | 0.015846 | 0
T&D ($/annual kWh) | 0 | 22-RT3-Retail–3StoryLarge-OFF_EQ | 10 | TD:0:22-RT3-Retail–3StoryLarge-OFF_EQ:10 | 0 | 0.0072128 | 0.010991 | 0 | 0 | 0.007357 | 0.011211 | 0 | 0 | 0.0075041 | 0.011435 | 0 | 0 | 0.0076542 | 0.011664 | 0 | 0 | 0.0078073 | 0.011897 | 0 | 0 | 0.0079635 | 0.012135 | 0 | 0 | 0.0081227 | 0.012377 | 0 | 0 | 0.0082852 | 0.012625 | 0 | 0 | 0.0084509 | 0.012878 | 0 | 0 | 0.0086199 | 0.013135 | 0 | 0 | 0.0087923 | 0.013398 | 0 | 0 | 0.0089682 | 0.013666 | 0 | 0 | 0.0091475 | 0.013939 | 0 | 0 | 0.0093305 | 0.014218 | 0 | 0 | 0.0095171 | 0.014502 | 0 | 0 | 0.0097074 | 0.014792 | 0 | 0 | 0.0099016 | 0.015088 | 0 | 0 | 0.0101 | 0.01539 | 0 | 0 | 0.010302 | 0.015698 | 0 | 0 | 0.010508 | 0.016012 | 0 | 0 | 0.010718 | 0.016332 | 0 | 0 | 0.010932 | 0.016658 | 0 | 0 | 0.011136 | 0.016969 | 0 | 0 | 0.011344 | 0.017286 | 0 | 0 | 0.011552 | 0.017604 | 0
T&D ($/annual kWh) | 0 | 22-RT3-Retail–3StoryLarge-OFF_EQ | 14 | TD:0:22-RT3-Retail–3StoryLarge-OFF_EQ:14 | 0 | 0.0072581 | 0.01106 | 0 | 0 | 0.0074032 | 0.011281 | 0 | 0 | 0.0075513 | 0.011507 | 0 | 0 | 0.0077023 | 0.011737 | 0 | 0 | 0.0078564 | 0.011972 | 0 | 0 | 0.0080135 | 0.012211 | 0 | 0 | 0.0081738 | 0.012455 | 0 | 0 | 0.0083372 | 0.012704 | 0 | 0 | 0.008504 | 0.012958 | 0 | 0 | 0.0086741 | 0.013218 | 0 | 0 | 0.0088475 | 0.013482 | 0 | 0 | 0.0090245 | 0.013752 | 0 | 0 | 0.009205 | 0.014027 | 0 | 0 | 0.0093891 | 0.014307 | 0 | 0 | 0.0095769 | 0.014593 | 0 | 0 | 0.0097684 | 0.014885 | 0 | 0 | 0.0099638 | 0.015183 | 0 | 0 | 0.010163 | 0.015487 | 0 | 0 | 0.010366 | 0.015796 | 0 | 0 | 0.010574 | 0.016112 | 0 | 0 | 0.010785 | 0.016434 | 0 | 0 | 0.011001 | 0.016763 | 0 | 0 | 0.011206 | 0.017076 | 0 | 0 | 0.011415 | 0.017395 | 0 | 0 | 0.011625 | 0.017714 | 0
T&D ($/annual kWh) | 0 | 22-RT3-Retail–3StoryLarge-OFF_EQ | 15 | TD:0:22-RT3-Retail–3StoryLarge-OFF_EQ:15 | 0 | 0.0072484 | 0.011045 | 0 | 0 | 0.0073934 | 0.011265 | 0 | 0 | 0.0075413 | 0.011491 | 0 | 0 | 0.0076921 | 0.011721 | 0 | 0 | 0.0078459 | 0.011955 | 0 | 0 | 0.0080029 | 0.012194 | 0 | 0 | 0.0081629 | 0.012438 | 0 | 0 | 0.0083262 | 0.012687 | 0 | 0 | 0.0084927 | 0.01294 | 0 | 0 | 0.0086625 | 0.013199 | 0 | 0 | 0.0088358 | 0.013463 | 0 | 0 | 0.0090125 | 0.013733 | 0 | 0 | 0.0091928 | 0.014007 | 0 | 0 | 0.0093766 | 0.014287 | 0 | 0 | 0.0095641 | 0.014573 | 0 | 0 | 0.0097554 | 0.014865 | 0 | 0 | 0.0099505 | 0.015162 | 0 | 0 | 0.01015 | 0.015465 | 0 | 0 | 0.010353 | 0.015774 | 0 | 0 | 0.01056 | 0.01609 | 0 | 0 | 0.010771 | 0.016412 | 0 | 0 | 0.010986 | 0.01674 | 0 | 0 | 0.011191 | 0.017052 | 0 | 0 | 0.0114 | 0.017371 | 0 | 0 | 0.01161 | 0.01769 | 0
T&D ($/annual kWh) | 0 | 22-RT3-Retail–3StoryLarge-OFF_EQ | SYSTEM | TD:0:22-RT3-Retail–3StoryLarge-OFF_EQ:SYSTEM | 0 | 0.0064927 | 0.0098937 | 0 | 0 | 0.0066226 | 0.010092 | 0 | 0 | 0.006755 | 0.010293 | 0 | 0 | 0.0068901 | 0.010499 | 0 | 0 | 0.0070279 | 0.010709 | 0 | 0 | 0.0071685 | 0.010923 | 0 | 0 | 0.0073119 | 0.011142 | 0 | 0 | 0.0074581 | 0.011365 | 0 | 0 | 0.0076073 | 0.011592 | 0 | 0 | 0.0077594 | 0.011824 | 0 | 0 | 0.0079146 | 0.01206 | 0 | 0 | 0.0080729 | 0.012302 | 0 | 0 | 0.0082344 | 0.012548 | 0 | 0 | 0.008399 | 0.012799 | 0 | 0 | 0.008567 | 0.013055 | 0 | 0 | 0.0087384 | 0.013316 | 0 | 0 | 0.0089131 | 0.013582 | 0 | 0 | 0.0090914 | 0.013854 | 0 | 0 | 0.0092732 | 0.014131 | 0 | 0 | 0.0094587 | 0.014413 | 0 | 0 | 0.0096479 | 0.014702 | 0 | 0 | 0.0098408 | 0.014996 | 0 | 0 | 0.010024 | 0.015275 | 0 | 0 | 0.010212 | 0.015561 | 0 | 0 | 0.010399 | 0.015846 | 0
T&D ($/annual kWh) | 0 | 22-RT3-Retail–3StoryLarge-LIT_EXT | 7 | TD:0:22-RT3-Retail–3StoryLarge-LIT_EXT:7 | 0 | 0.00042345 | 0.00064526 | 0 | 0 | 0.00043192 | 0.00065816 | 0 | 0 | 0.00044056 | 0.00067132 | 0 | 0 | 0.00044937 | 0.00068475 | 0 | 0 | 0.00045835 | 0.00069844 | 0 | 0 | 0.00046752 | 0.00071241 | 0 | 0 | 0.00047687 | 0.00072666 | 0 | 0 | 0.00048641 | 0.0007412 | 0 | 0 | 0.00049614 | 0.00075602 | 0 | 0 | 0.00050606 | 0.00077114 | 0 | 0 | 0.00051618 | 0.00078656 | 0 | 0 | 0.00052651 | 0.00080229 | 0 | 0 | 0.00053704 | 0.00081834 | 0 | 0 | 0.00054778 | 0.00083471 | 0 | 0 | 0.00055873 | 0.0008514 | 0 | 0 | 0.00056991 | 0.00086843 | 0 | 0 | 0.0005813 | 0.0008858 | 0 | 0 | 0.00059293 | 0.00090351 | 0 | 0 | 0.00060479 | 0.00092158 | 0 | 0 | 0.00061688 | 0.00094001 | 0 | 0 | 0.00062922 | 0.00095882 | 0 | 0 | 0.00064181 | 0.00097799 | 0 | 0 | 0.00065378 | 0.00099624 | 0 | 0 | 0.000666 | 0.0010149 | 0 | 0 | 0.00067822 | 0.0010335 | 0
T&D ($/annual kWh) | 0 | 22-RT3-Retail–3StoryLarge-LIT_EXT | 10 | TD:0:22-RT3-Retail–3StoryLarge-LIT_EXT:10 | 0 | 0.00046962 | 0.00071562 | 0 | 0 | 0.00047902 | 0.00072993 | 0 | 0 | 0.0004886 | 0.00074453 | 0 | 0 | 0.00049837 | 0.00075942 | 0 | 0 | 0.00050834 | 0.00077461 | 0 | 0 | 0.0005185 | 0.0007901 | 0 | 0 | 0.00052887 | 0.0008059 | 0 | 0 | 0.00053945 | 0.00082202 | 0 | 0 | 0.00055024 | 0.00083846 | 0 | 0 | 0.00056125 | 0.00085523 | 0 | 0 | 0.00057247 | 0.00087234 | 0 | 0 | 0.00058392 | 0.00088978 | 0 | 0 | 0.0005956 | 0.00090758 | 0 | 0 | 0.00060751 | 0.00092573 | 0 | 0 | 0.00061966 | 0.00094424 | 0 | 0 | 0.00063205 | 0.00096313 | 0 | 0 | 0.00064469 | 0.00098239 | 0 | 0 | 0.00065759 | 0.001002 | 0 | 0 | 0.00067074 | 0.0010221 | 0 | 0 | 0.00068415 | 0.0010425 | 0 | 0 | 0.00069784 | 0.0010634 | 0 | 0 | 0.00071179 | 0.0010846 | 0 | 0 | 0.00072508 | 0.0011049 | 0 | 0 | 0.00073863 | 0.0011255 | 0 | 0 | 0.00075218 | 0.0011462 | 0
T&D ($/annual kWh) | 0 | 22-RT3-Retail–3StoryLarge-LIT_EXT | 14 | TD:0:22-RT3-Retail–3StoryLarge-LIT_EXT:14 | 0 | 0.00047253 | 0.00072005 | 0 | 0 | 0.00048198 | 0.00073445 | 0 | 0 | 0.00049162 | 0.00074914 | 0 | 0 | 0.00050145 | 0.00076412 | 0 | 0 | 0.00051148 | 0.0007794 | 0 | 0 | 0.00052171 | 0.00079499 | 0 | 0 | 0.00053215 | 0.00081089 | 0 | 0 | 0.00054279 | 0.00082711 | 0 | 0 | 0.00055364 | 0.00084365 | 0 | 0 | 0.00056472 | 0.00086052 | 0 | 0 | 0.00057601 | 0.00087773 | 0 | 0 | 0.00058753 | 0.00089529 | 0 | 0 | 0.00059928 | 0.00091319 | 0 | 0 | 0.00061127 | 0.00093146 | 0 | 0 | 0.00062349 | 0.00095009 | 0 | 0 | 0.00063596 | 0.00096909 | 0 | 0 | 0.00064868 | 0.00098847 | 0 | 0 | 0.00066166 | 0.0010082 | 0 | 0 | 0.00067489 | 0.0010284 | 0 | 0 | 0.00068839 | 0.001049 | 0 | 0 | 0.00070216 | 0.00107 | 0 | 0 | 0.0007162 | 0.0010914 | 0 | 0 | 0.00072956 | 0.0011117 | 0 | 0 | 0.0007432 | 0.0011325 | 0 | 0 | 0.00075683 | 0.0011533 | 0
T&D ($/annual kWh) | 0 | 22-RT3-Retail–3StoryLarge-LIT_EXT | 15 | TD:0:22-RT3-Retail–3StoryLarge-LIT_EXT:15 | 0 | 0.00052783 | 0.00080265 | 0 | 0 | 0.00053838 | 0.0008187 | 0 | 0 | 0.00054915 | 0.00083508 | 0 | 0 | 0.00056013 | 0.00085178 | 0 | 0 | 0.00057134 | 0.00086881 | 0 | 0 | 0.00058276 | 0.00088619 | 0 | 0 | 0.00059442 | 0.00090391 | 0 | 0 | 0.00060631 | 0.00092199 | 0 | 0 | 0.00061843 | 0.00094043 | 0 | 0 | 0.0006308 | 0.00095924 | 0 | 0 | 0.00064342 | 0.00097842 | 0 | 0 | 0.00065629 | 0.00099799 | 0 | 0 | 0.00066941 | 0.001018 | 0 | 0 | 0.0006828 | 0.0010383 | 0 | 0 | 0.00069646 | 0.0010591 | 0 | 0 | 0.00071039 | 0.0010803 | 0 | 0 | 0.00072459 | 0.0011019 | 0 | 0 | 0.00073909 | 0.0011239 | 0 | 0 | 0.00075387 | 0.0011464 | 0 | 0 | 0.00076894 | 0.0011693 | 0 | 0 | 0.00078432 | 0.0011927 | 0 | 0 | 0.00080001 | 0.0012165 | 0 | 0 | 0.00081494 | 0.0012392 | 0 | 0 | 0.00083017 | 0.0012624 | 0 | 0 | 0.0008454 | 0.0012856 | 0
T&D ($/annual kWh) | 0 | 22-RT3-Retail–3StoryLarge-LIT_EXT | SYSTEM | TD:0:22-RT3-Retail–3StoryLarge-LIT_EXT:SYSTEM | 0 | 0.00042345 | 0.00064526 | 0 | 0 | 0.00043192 | 0.00065816 | 0 | 0 | 0.00044056 | 0.00067132 | 0 | 0 | 0.00044937 | 0.00068475 | 0 | 0 | 0.00045835 | 0.00069844 | 0 | 0 | 0.00046752 | 0.00071241 | 0 | 0 | 0.00047687 | 0.00072666 | 0 | 0 | 0.00048641 | 0.0007412 | 0 | 0 | 0.00049614 | 0.00075602 | 0 | 0 | 0.00050606 | 0.00077114 | 0 | 0 | 0.00051618 | 0.00078656 | 0 | 0 | 0.00052651 | 0.00080229 | 0 | 0 | 0.00053704 | 0.00081834 | 0 | 0 | 0.00054778 | 0.00083471 | 0 | 0 | 0.00055873 | 0.0008514 | 0 | 0 | 0.00056991 | 0.00086843 | 0 | 0 | 0.0005813 | 0.0008858 | 0 | 0 | 0.00059293 | 0.00090351 | 0 | 0 | 0.00060479 | 0.00092158 | 0 | 0 | 0.00061688 | 0.00094001 | 0 | 0 | 0.00062922 | 0.00095882 | 0 | 0 | 0.00064181 | 0.00097799 | 0 | 0 | 0.00065378 | 0.00099624 | 0 | 0 | 0.000666 | 0.0010149 | 0 | 0 | 0.00067822 | 0.0010335 | 0
T&D ($/annual kWh) | 0 | 22-RT3-Retail–3StoryLarge-REFG | 7 | TD:0:22-RT3-Retail–3StoryLarge-REFG:7 | 0 | 0.0051915 | 0.0079109 | 0 | 0 | 0.0052954 | 0.0080691 | 0 | 0 | 0.0054013 | 0.0082305 | 0 | 0 | 0.0055093 | 0.0083951 | 0 | 0 | 0.0056195 | 0.008563 | 0 | 0 | 0.0057319 | 0.0087343 | 0 | 0 | 0.0058465 | 0.008909 | 0 | 0 | 0.0059634 | 0.0090872 | 0 | 0 | 0.0060827 | 0.0092689 | 0 | 0 | 0.0062044 | 0.0094543 | 0 | 0 | 0.0063285 | 0.0096434 | 0 | 0 | 0.006455 | 0.0098362 | 0 | 0 | 0.0065841 | 0.010033 | 0 | 0 | 0.0067158 | 0.010234 | 0 | 0 | 0.0068501 | 0.010438 | 0 | 0 | 0.0069871 | 0.010647 | 0 | 0 | 0.0071269 | 0.01086 | 0 | 0 | 0.0072694 | 0.011077 | 0 | 0 | 0.0074148 | 0.011299 | 0 | 0 | 0.0075631 | 0.011525 | 0 | 0 | 0.0077144 | 0.011755 | 0 | 0 | 0.0078686 | 0.01199 | 0 | 0 | 0.0080155 | 0.012214 | 0 | 0 | 0.0081653 | 0.012442 | 0 | 0 | 0.0083151 | 0.012671 | 0
T&D ($/annual kWh) | 0 | 22-RT3-Retail–3StoryLarge-REFG | 10 | TD:0:22-RT3-Retail–3StoryLarge-REFG:10 | 0 | 0.0056757 | 0.0086487 | 0 | 0 | 0.0057893 | 0.0088217 | 0 | 0 | 0.005905 | 0.0089982 | 0 | 0 | 0.0060231 | 0.0091781 | 0 | 0 | 0.0061436 | 0.0093617 | 0 | 0 | 0.0062665 | 0.0095489 | 0 | 0 | 0.0063918 | 0.0097399 | 0 | 0 | 0.0065196 | 0.0099347 | 0 | 0 | 0.00665 | 0.010133 | 0 | 0 | 0.006783 | 0.010336 | 0 | 0 | 0.0069187 | 0.010543 | 0 | 0 | 0.0070571 | 0.010754 | 0 | 0 | 0.0071982 | 0.010969 | 0 | 0 | 0.0073422 | 0.011188 | 0 | 0 | 0.007489 | 0.011412 | 0 | 0 | 0.0076388 | 0.01164 | 0 | 0 | 0.0077916 | 0.011873 | 0 | 0 | 0.0079474 | 0.01211 | 0 | 0 | 0.0081064 | 0.012353 | 0 | 0 | 0.0082685 | 0.0126 | 0 | 0 | 0.0084339 | 0.012852 | 0 | 0 | 0.0086025 | 0.013109 | 0 | 0 | 0.008763 | 0.013353 | 0 | 0 | 0.0089268 | 0.013603 | 0 | 0 | 0.0090906 | 0.013852 | 0
T&D ($/annual kWh) | 0 | 22-RT3-Retail–3StoryLarge-REFG | 14 | TD:0:22-RT3-Retail–3StoryLarge-REFG:14 | 0 | 0.0057062 | 0.0086952 | 0 | 0 | 0.0058203 | 0.0088691 | 0 | 0 | 0.0059367 | 0.0090465 | 0 | 0 | 0.0060555 | 0.0092274 | 0 | 0 | 0.0061766 | 0.0094119 | 0 | 0 | 0.0063001 | 0.0096002 | 0 | 0 | 0.0064261 | 0.0097922 | 0 | 0 | 0.0065546 | 0.009988 | 0 | 0 | 0.0066857 | 0.010188 | 0 | 0 | 0.0068194 | 0.010392 | 0 | 0 | 0.0069558 | 0.010599 | 0 | 0 | 0.007095 | 0.010811 | 0 | 0 | 0.0072369 | 0.011028 | 0 | 0 | 0.0073816 | 0.011248 | 0 | 0 | 0.0075292 | 0.011473 | 0 | 0 | 0.0076798 | 0.011703 | 0 | 0 | 0.0078334 | 0.011937 | 0 | 0 | 0.0079901 | 0.012175 | 0 | 0 | 0.0081499 | 0.012419 | 0 | 0 | 0.0083129 | 0.012667 | 0 | 0 | 0.0084791 | 0.012921 | 0 | 0 | 0.0086487 | 0.013179 | 0 | 0 | 0.0088101 | 0.013425 | 0 | 0 | 0.0089747 | 0.013676 | 0 | 0 | 0.0091394 | 0.013927 | 0
T&D ($/annual kWh) | 0 | 22-RT3-Retail–3StoryLarge-REFG | 15 | TD:0:22-RT3-Retail–3StoryLarge-REFG:15 | 0 | 0.005702 | 0.0086878 | 0 | 0 | 0.005816 | 0.0088616 | 0 | 0 | 0.0059323 | 0.0090388 | 0 | 0 | 0.006051 | 0.0092196 | 0 | 0 | 0.006172 | 0.009404 | 0 | 0 | 0.0062954 | 0.0095921 | 0 | 0 | 0.0064214 | 0.0097839 | 0 | 0 | 0.0065498 | 0.0099796 | 0 | 0 | 0.0066808 | 0.010179 | 0 | 0 | 0.0068144 | 0.010383 | 0 | 0 | 0.0069507 | 0.01059 | 0 | 0 | 0.0070897 | 0.010802 | 0 | 0 | 0.0072315 | 0.011018 | 0 | 0 | 0.0073761 | 0.011239 | 0 | 0 | 0.0075236 | 0.011463 | 0 | 0 | 0.0076741 | 0.011693 | 0 | 0 | 0.0078276 | 0.011927 | 0 | 0 | 0.0079841 | 0.012165 | 0 | 0 | 0.0081438 | 0.012408 | 0 | 0 | 0.0083067 | 0.012657 | 0 | 0 | 0.0084728 | 0.01291 | 0 | 0 | 0.0086423 | 0.013168 | 0 | 0 | 0.0088036 | 0.013414 | 0 | 0 | 0.0089681 | 0.013664 | 0 | 0 | 0.0091326 | 0.013915 | 0
T&D ($/annual kWh) | 0 | 22-RT3-Retail–3StoryLarge-REFG | SYSTEM | TD:0:22-RT3-Retail–3StoryLarge-REFG:SYSTEM | 0 | 0.0051915 | 0.0079109 | 0 | 0 | 0.0052954 | 0.0080691 | 0 | 0 | 0.0054013 | 0.0082305 | 0 | 0 | 0.0055093 | 0.0083951 | 0 | 0 | 0.0056195 | 0.008563 | 0 | 0 | 0.0057319 | 0.0087343 | 0 | 0 | 0.0058465 | 0.008909 | 0 | 0 | 0.0059634 | 0.0090872 | 0 | 0 | 0.0060827 | 0.0092689 | 0 | 0 | 0.0062044 | 0.0094543 | 0 | 0 | 0.0063285 | 0.0096434 | 0 | 0 | 0.006455 | 0.0098362 | 0 | 0 | 0.0065841 | 0.010033 | 0 | 0 | 0.0067158 | 0.010234 | 0 | 0 | 0.0068501 | 0.010438 | 0 | 0 | 0.0069871 | 0.010647 | 0 | 0 | 0.0071269 | 0.01086 | 0 | 0 | 0.0072694 | 0.011077 | 0 | 0 | 0.0074148 | 0.011299 | 0 | 0 | 0.0075631 | 0.011525 | 0 | 0 | 0.0077144 | 0.011755 | 0 | 0 | 0.0078686 | 0.01199 | 0 | 0 | 0.0080155 | 0.012214 | 0 | 0 | 0.0081653 | 0.012442 | 0 | 0 | 0.0083151 | 0.012671 | 0
T&D ($/annual kWh) | 0 | 22-RT3-Retail–3StoryLarge-VENT | 7 | TD:0:22-RT3-Retail–3StoryLarge-VENT:7 | 0 | 0.0080429 | 0.012256 | 0 | 0 | 0.0082037 | 0.012501 | 0 | 0 | 0.0083678 | 0.012751 | 0 | 0 | 0.0085351 | 0.013006 | 0 | 0 | 0.0087058 | 0.013266 | 0 | 0 | 0.00888 | 0.013531 | 0 | 0 | 0.0090576 | 0.013802 | 0 | 0 | 0.0092387 | 0.014078 | 0 | 0 | 0.0094235 | 0.01436 | 0 | 0 | 0.009612 | 0.014647 | 0 | 0 | 0.0098042 | 0.01494 | 0 | 0 | 0.01 | 0.015239 | 0 | 0 | 0.0102 | 0.015543 | 0 | 0 | 0.010404 | 0.015854 | 0 | 0 | 0.010612 | 0.016171 | 0 | 0 | 0.010825 | 0.016495 | 0 | 0 | 0.011041 | 0.016825 | 0 | 0 | 0.011262 | 0.017161 | 0 | 0 | 0.011487 | 0.017504 | 0 | 0 | 0.011717 | 0.017854 | 0 | 0 | 0.011951 | 0.018211 | 0 | 0 | 0.01219 | 0.018576 | 0 | 0 | 0.012418 | 0.018922 | 0 | 0 | 0.01265 | 0.019276 | 0 | 0 | 0.012882 | 0.01963 | 0
T&D ($/annual kWh) | 0 | 22-RT3-Retail–3StoryLarge-VENT | 10 | TD:0:22-RT3-Retail–3StoryLarge-VENT:10 | 0 | 0.0091046 | 0.013874 | 0 | 0 | 0.0092867 | 0.014151 | 0 | 0 | 0.0094724 | 0.014434 | 0 | 0 | 0.0096619 | 0.014723 | 0 | 0 | 0.0098551 | 0.015017 | 0 | 0 | 0.010052 | 0.015318 | 0 | 0 | 0.010253 | 0.015624 | 0 | 0 | 0.010458 | 0.015936 | 0 | 0 | 0.010667 | 0.016255 | 0 | 0 | 0.010881 | 0.01658 | 0 | 0 | 0.011098 | 0.016912 | 0 | 0 | 0.01132 | 0.01725 | 0 | 0 | 0.011547 | 0.017595 | 0 | 0 | 0.011778 | 0.017947 | 0 | 0 | 0.012013 | 0.018306 | 0 | 0 | 0.012254 | 0.018672 | 0 | 0 | 0.012499 | 0.019046 | 0 | 0 | 0.012749 | 0.019427 | 0 | 0 | 0.013004 | 0.019815 | 0 | 0 | 0.013264 | 0.020211 | 0 | 0 | 0.013529 | 0.020616 | 0 | 0 | 0.0138 | 0.021028 | 0 | 0 | 0.014057 | 0.02142 | 0 | 0 | 0.01432 | 0.021821 | 0 | 0 | 0.014582 | 0.022221 | 0
T&D ($/annual kWh) | 0 | 22-RT3-Retail–3StoryLarge-VENT | 14 | TD:0:22-RT3-Retail–3StoryLarge-VENT:14 | 0 | 0.0091714 | 0.013975 | 0 | 0 | 0.0093548 | 0.014255 | 0 | 0 | 0.0095419 | 0.01454 | 0 | 0 | 0.0097328 | 0.014831 | 0 | 0 | 0.0099274 | 0.015128 | 0 | 0 | 0.010126 | 0.01543 | 0 | 0 | 0.010329 | 0.015739 | 0 | 0 | 0.010535 | 0.016053 | 0 | 0 | 0.010746 | 0.016375 | 0 | 0 | 0.010961 | 0.016702 | 0 | 0 | 0.01118 | 0.017036 | 0 | 0 | 0.011403 | 0.017377 | 0 | 0 | 0.011632 | 0.017724 | 0 | 0 | 0.011864 | 0.018079 | 0 | 0 | 0.012101 | 0.01844 | 0 | 0 | 0.012344 | 0.018809 | 0 | 0 | 0.01259 | 0.019185 | 0 | 0 | 0.012842 | 0.019569 | 0 | 0 | 0.013099 | 0.01996 | 0 | 0 | 0.013361 | 0.02036 | 0 | 0 | 0.013628 | 0.020767 | 0 | 0 | 0.013901 | 0.021182 | 0 | 0 | 0.01416 | 0.021577 | 0 | 0 | 0.014425 | 0.021981 | 0 | 0 | 0.014689 | 0.022384 | 0
T&D ($/annual kWh) | 0 | 22-RT3-Retail–3StoryLarge-VENT | 15 | TD:0:22-RT3-Retail–3StoryLarge-VENT:15 | 0 | 0.0091748 | 0.01398 | 0 | 0 | 0.0093582 | 0.014259 | 0 | 0 | 0.0095454 | 0.014545 | 0 | 0 | 0.0097363 | 0.014836 | 0 | 0 | 0.009931 | 0.015132 | 0 | 0 | 0.01013 | 0.015435 | 0 | 0 | 0.010332 | 0.015744 | 0 | 0 | 0.010539 | 0.016058 | 0 | 0 | 0.01075 | 0.01638 | 0 | 0 | 0.010965 | 0.016707 | 0 | 0 | 0.011184 | 0.017041 | 0 | 0 | 0.011408 | 0.017382 | 0 | 0 | 0.011636 | 0.01773 | 0 | 0 | 0.011869 | 0.018084 | 0 | 0 | 0.012106 | 0.018446 | 0 | 0 | 0.012348 | 0.018815 | 0 | 0 | 0.012595 | 0.019191 | 0 | 0 | 0.012847 | 0.019575 | 0 | 0 | 0.013104 | 0.019967 | 0 | 0 | 0.013366 | 0.020366 | 0 | 0 | 0.013633 | 0.020773 | 0 | 0 | 0.013906 | 0.021189 | 0 | 0 | 0.014165 | 0.021584 | 0 | 0 | 0.01443 | 0.021988 | 0 | 0 | 0.014695 | 0.022391 | 0
T&D ($/annual kWh) | 0 | 22-RT3-Retail–3StoryLarge-VENT | SYSTEM | TD:0:22-RT3-Retail–3StoryLarge-VENT:SYSTEM | 0 | 0.0080429 | 0.012256 | 0 | 0 | 0.0082037 | 0.012501 | 0 | 0 | 0.0083678 | 0.012751 | 0 | 0 | 0.0085351 | 0.013006 | 0 | 0 | 0.0087058 | 0.013266 | 0 | 0 | 0.00888 | 0.013531 | 0 | 0 | 0.0090576 | 0.013802 | 0 | 0 | 0.0092387 | 0.014078 | 0 | 0 | 0.0094235 | 0.01436 | 0 | 0 | 0.009612 | 0.014647 | 0 | 0 | 0.0098042 | 0.01494 | 0 | 0 | 0.01 | 0.015239 | 0 | 0 | 0.0102 | 0.015543 | 0 | 0 | 0.010404 | 0.015854 | 0 | 0 | 0.010612 | 0.016171 | 0 | 0 | 0.010825 | 0.016495 | 0 | 0 | 0.011041 | 0.016825 | 0 | 0 | 0.011262 | 0.017161 | 0 | 0 | 0.011487 | 0.017504 | 0 | 0 | 0.011717 | 0.017854 | 0 | 0 | 0.011951 | 0.018211 | 0 | 0 | 0.01219 | 0.018576 | 0 | 0 | 0.012418 | 0.018922 | 0 | 0 | 0.01265 | 0.019276 | 0 | 0 | 0.012882 | 0.01963 | 0
T&D ($/annual kWh) | 0 | 23-RTL-Retail–SingleStorylarge-COOL | 7 | TD:0:23-RTL-Retail–SingleStorylarge-COOL:7 | 0 | 0.013565 | 0.020671 | 0 | 0 | 0.013836 | 0.021084 | 0 | 0 | 0.014113 | 0.021506 | 0 | 0 | 0.014395 | 0.021936 | 0 | 0 | 0.014683 | 0.022375 | 0 | 0 | 0.014977 | 0.022822 | 0 | 0 | 0.015277 | 0.023279 | 0 | 0 | 0.015582 | 0.023744 | 0 | 0 | 0.015894 | 0.024219 | 0 | 0 | 0.016212 | 0.024703 | 0 | 0 | 0.016536 | 0.025198 | 0 | 0 | 0.016867 | 0.025701 | 0 | 0 | 0.017204 | 0.026216 | 0 | 0 | 0.017548 | 0.02674 | 0 | 0 | 0.017899 | 0.027275 | 0 | 0 | 0.018257 | 0.02782 | 0 | 0 | 0.018622 | 0.028377 | 0 | 0 | 0.018995 | 0.028944 | 0 | 0 | 0.019374 | 0.029523 | 0 | 0 | 0.019762 | 0.030113 | 0 | 0 | 0.020157 | 0.030716 | 0 | 0 | 0.02056 | 0.03133 | 0 | 0 | 0.020944 | 0.031915 | 0 | 0 | 0.021335 | 0.032511 | 0 | 0 | 0.021727 | 0.033107 | 0
T&D ($/annual kWh) | 0 | 23-RTL-Retail–SingleStorylarge-COOL | 10 | TD:0:23-RTL-Retail–SingleStorylarge-COOL:10 | 0 | 0.016075 | 0.024495 | 0 | 0 | 0.016397 | 0.024985 | 0 | 0 | 0.016724 | 0.025485 | 0 | 0 | 0.017059 | 0.025995 | 0 | 0 | 0.0174 | 0.026515 | 0 | 0 | 0.017748 | 0.027045 | 0 | 0 | 0.018103 | 0.027586 | 0 | 0 | 0.018465 | 0.028137 | 0 | 0 | 0.018834 | 0.0287 | 0 | 0 | 0.019211 | 0.029274 | 0 | 0 | 0.019595 | 0.02986 | 0 | 0 | 0.019987 | 0.030457 | 0 | 0 | 0.020387 | 0.031066 | 0 | 0 | 0.020795 | 0.031687 | 0 | 0 | 0.021211 | 0.032321 | 0 | 0 | 0.021635 | 0.032967 | 0 | 0 | 0.022068 | 0.033627 | 0 | 0 | 0.022509 | 0.034299 | 0 | 0 | 0.022959 | 0.034985 | 0 | 0 | 0.023418 | 0.035685 | 0 | 0 | 0.023887 | 0.036399 | 0 | 0 | 0.024364 | 0.037127 | 0 | 0 | 0.024819 | 0.03782 | 0 | 0 | 0.025283 | 0.038526 | 0 | 0 | 0.025747 | 0.039233 | 0
T&D ($/annual kWh) | 0 | 23-RTL-Retail–SingleStorylarge-COOL | 14 | TD:0:23-RTL-Retail–SingleStorylarge-COOL:14 | 0 | 0.016233 | 0.024736 | 0 | 0 | 0.016558 | 0.025231 | 0 | 0 | 0.016889 | 0.025735 | 0 | 0 | 0.017227 | 0.02625 | 0 | 0 | 0.017571 | 0.026775 | 0 | 0 | 0.017923 | 0.027311 | 0 | 0 | 0.018281 | 0.027857 | 0 | 0 | 0.018647 | 0.028414 | 0 | 0 | 0.01902 | 0.028982 | 0 | 0 | 0.0194 | 0.029562 | 0 | 0 | 0.019788 | 0.030153 | 0 | 0 | 0.020184 | 0.030756 | 0 | 0 | 0.020587 | 0.031371 | 0 | 0 | 0.020999 | 0.031999 | 0 | 0 | 0.021419 | 0.032639 | 0 | 0 | 0.021847 | 0.033291 | 0 | 0 | 0.022284 | 0.033957 | 0 | 0 | 0.02273 | 0.034636 | 0 | 0 | 0.023185 | 0.035329 | 0 | 0 | 0.023648 | 0.036036 | 0 | 0 | 0.024121 | 0.036756 | 0 | 0 | 0.024604 | 0.037492 | 0 | 0 | 0.025063 | 0.038191 | 0 | 0 | 0.025531 | 0.038905 | 0 | 0 | 0.026 | 0.039619 | 0
T&D ($/annual kWh) | 0 | 23-RTL-Retail–SingleStorylarge-COOL | 15 | TD:0:23-RTL-Retail–SingleStorylarge-COOL:15 | 0 | 0.016298 | 0.024835 | 0 | 0 | 0.016624 | 0.025331 | 0 | 0 | 0.016957 | 0.025838 | 0 | 0 | 0.017296 | 0.026355 | 0 | 0 | 0.017642 | 0.026882 | 0 | 0 | 0.017995 | 0.027419 | 0 | 0 | 0.018355 | 0.027968 | 0 | 0 | 0.018722 | 0.028527 | 0 | 0 | 0.019096 | 0.029098 | 0 | 0 | 0.019478 | 0.02968 | 0 | 0 | 0.019868 | 0.030273 | 0 | 0 | 0.020265 | 0.030879 | 0 | 0 | 0.02067 | 0.031496 | 0 | 0 | 0.021084 | 0.032126 | 0 | 0 | 0.021505 | 0.032769 | 0 | 0 | 0.021935 | 0.033424 | 0 | 0 | 0.022374 | 0.034093 | 0 | 0 | 0.022822 | 0.034775 | 0 | 0 | 0.023278 | 0.03547 | 0 | 0 | 0.023744 | 0.036179 | 0 | 0 | 0.024218 | 0.036903 | 0 | 0 | 0.024703 | 0.037641 | 0 | 0 | 0.025164 | 0.038343 | 0 | 0 | 0.025634 | 0.03906 | 0 | 0 | 0.026104 | 0.039777 | 0
T&D ($/annual kWh) | 0 | 23-RTL-Retail–SingleStorylarge-COOL | SYSTEM | TD:0:23-RTL-Retail–SingleStorylarge-COOL:SYSTEM | 0 | 0.013565 | 0.020671 | 0 | 0 | 0.013836 | 0.021084 | 0 | 0 | 0.014113 | 0.021506 | 0 | 0 | 0.014395 | 0.021936 | 0 | 0 | 0.014683 | 0.022375 | 0 | 0 | 0.014977 | 0.022822 | 0 | 0 | 0.015277 | 0.023279 | 0 | 0 | 0.015582 | 0.023744 | 0 | 0 | 0.015894 | 0.024219 | 0 | 0 | 0.016212 | 0.024703 | 0 | 0 | 0.016536 | 0.025198 | 0 | 0 | 0.016867 | 0.025701 | 0 | 0 | 0.017204 | 0.026216 | 0 | 0 | 0.017548 | 0.02674 | 0 | 0 | 0.017899 | 0.027275 | 0 | 0 | 0.018257 | 0.02782 | 0 | 0 | 0.018622 | 0.028377 | 0 | 0 | 0.018995 | 0.028944 | 0 | 0 | 0.019374 | 0.029523 | 0 | 0 | 0.019762 | 0.030113 | 0 | 0 | 0.020157 | 0.030716 | 0 | 0 | 0.02056 | 0.03133 | 0 | 0 | 0.020944 | 0.031915 | 0 | 0 | 0.021335 | 0.032511 | 0 | 0 | 0.021727 | 0.033107 | 0
T&D ($/annual kWh) | 0 | 23-RTL-Retail–SingleStorylarge-LIT_INT | 7 | TD:0:23-RTL-Retail–SingleStorylarge-LIT_INT:7 | 0 | 0.0068896 | 0.010498 | 0 | 0 | 0.0070274 | 0.010708 | 0 | 0 | 0.007168 | 0.010923 | 0 | 0 | 0.0073113 | 0.011141 | 0 | 0 | 0.0074575 | 0.011364 | 0 | 0 | 0.0076067 | 0.011591 | 0 | 0 | 0.0077588 | 0.011823 | 0 | 0 | 0.007914 | 0.012059 | 0 | 0 | 0.0080723 | 0.012301 | 0 | 0 | 0.0082337 | 0.012547 | 0 | 0 | 0.0083984 | 0.012798 | 0 | 0 | 0.0085664 | 0.013054 | 0 | 0 | 0.0087377 | 0.013315 | 0 | 0 | 0.0089125 | 0.013581 | 0 | 0 | 0.0090907 | 0.013853 | 0 | 0 | 0.0092725 | 0.01413 | 0 | 0 | 0.009458 | 0.014412 | 0 | 0 | 0.0096471 | 0.0147 | 0 | 0 | 0.0098401 | 0.014994 | 0 | 0 | 0.010037 | 0.015294 | 0 | 0 | 0.010238 | 0.0156 | 0 | 0 | 0.010442 | 0.015912 | 0 | 0 | 0.010637 | 0.016209 | 0 | 0 | 0.010836 | 0.016512 | 0 | 0 | 0.011035 | 0.016815 | 0
T&D ($/annual kWh) | 0 | 23-RTL-Retail–SingleStorylarge-LIT_INT | 10 | TD:0:23-RTL-Retail–SingleStorylarge-LIT_INT:10 | 0 | 0.0077321 | 0.011782 | 0 | 0 | 0.0078867 | 0.012018 | 0 | 0 | 0.0080444 | 0.012258 | 0 | 0 | 0.0082053 | 0.012503 | 0 | 0 | 0.0083694 | 0.012753 | 0 | 0 | 0.0085368 | 0.013008 | 0 | 0 | 0.0087076 | 0.013269 | 0 | 0 | 0.0088817 | 0.013534 | 0 | 0 | 0.0090593 | 0.013805 | 0 | 0 | 0.0092405 | 0.014081 | 0 | 0 | 0.0094253 | 0.014362 | 0 | 0 | 0.0096138 | 0.01465 | 0 | 0 | 0.0098061 | 0.014943 | 0 | 0 | 0.010002 | 0.015242 | 0 | 0 | 0.010202 | 0.015546 | 0 | 0 | 0.010406 | 0.015857 | 0 | 0 | 0.010614 | 0.016174 | 0 | 0 | 0.010827 | 0.016498 | 0 | 0 | 0.011043 | 0.016828 | 0 | 0 | 0.011264 | 0.017164 | 0 | 0 | 0.011489 | 0.017508 | 0 | 0 | 0.011719 | 0.017858 | 0 | 0 | 0.011938 | 0.018191 | 0 | 0 | 0.012161 | 0.018531 | 0 | 0 | 0.012384 | 0.018871 | 0
T&D ($/annual kWh) | 0 | 23-RTL-Retail–SingleStorylarge-LIT_INT | 14 | TD:0:23-RTL-Retail–SingleStorylarge-LIT_INT:14 | 0 | 0.0077851 | 0.011863 | 0 | 0 | 0.0079408 | 0.0121 | 0 | 0 | 0.0080996 | 0.012342 | 0 | 0 | 0.0082616 | 0.012589 | 0 | 0 | 0.0084268 | 0.012841 | 0 | 0 | 0.0085953 | 0.013098 | 0 | 0 | 0.0087672 | 0.01336 | 0 | 0 | 0.0089426 | 0.013627 | 0 | 0 | 0.0091214 | 0.013899 | 0 | 0 | 0.0093039 | 0.014177 | 0 | 0 | 0.00949 | 0.014461 | 0 | 0 | 0.0096797 | 0.01475 | 0 | 0 | 0.0098733 | 0.015045 | 0 | 0 | 0.010071 | 0.015346 | 0 | 0 | 0.010272 | 0.015653 | 0 | 0 | 0.010478 | 0.015966 | 0 | 0 | 0.010687 | 0.016285 | 0 | 0 | 0.010901 | 0.016611 | 0 | 0 | 0.011119 | 0.016943 | 0 | 0 | 0.011341 | 0.017282 | 0 | 0 | 0.011568 | 0.017628 | 0 | 0 | 0.0118 | 0.01798 | 0 | 0 | 0.01202 | 0.018316 | 0 | 0 | 0.012244 | 0.018658 | 0 | 0 | 0.012469 | 0.019 | 0
T&D ($/annual kWh) | 0 | 23-RTL-Retail–SingleStorylarge-LIT_INT | 15 | TD:0:23-RTL-Retail–SingleStorylarge-LIT_INT:15 | 0 | 0.0077828 | 0.011859 | 0 | 0 | 0.0079384 | 0.012096 | 0 | 0 | 0.0080972 | 0.012338 | 0 | 0 | 0.0082591 | 0.012585 | 0 | 0 | 0.0084243 | 0.012836 | 0 | 0 | 0.0085928 | 0.013093 | 0 | 0 | 0.0087646 | 0.013355 | 0 | 0 | 0.0089399 | 0.013622 | 0 | 0 | 0.0091187 | 0.013894 | 0 | 0 | 0.0093011 | 0.014172 | 0 | 0 | 0.0094871 | 0.014456 | 0 | 0 | 0.0096769 | 0.014745 | 0 | 0 | 0.0098704 | 0.01504 | 0 | 0 | 0.010068 | 0.015341 | 0 | 0 | 0.010269 | 0.015647 | 0 | 0 | 0.010475 | 0.01596 | 0 | 0 | 0.010684 | 0.01628 | 0 | 0 | 0.010898 | 0.016605 | 0 | 0 | 0.011116 | 0.016937 | 0 | 0 | 0.011338 | 0.017276 | 0 | 0 | 0.011565 | 0.017621 | 0 | 0 | 0.011796 | 0.017974 | 0 | 0 | 0.012016 | 0.018309 | 0 | 0 | 0.012241 | 0.018651 | 0 | 0 | 0.012465 | 0.018994 | 0
T&D ($/annual kWh) | 0 | 23-RTL-Retail–SingleStorylarge-LIT_INT | SYSTEM | TD:0:23-RTL-Retail–SingleStorylarge-LIT_INT:SYSTEM | 0 | 0.0068896 | 0.010498 | 0 | 0 | 0.0070274 | 0.010708 | 0 | 0 | 0.007168 | 0.010923 | 0 | 0 | 0.0073113 | 0.011141 | 0 | 0 | 0.0074575 | 0.011364 | 0 | 0 | 0.0076067 | 0.011591 | 0 | 0 | 0.0077588 | 0.011823 | 0 | 0 | 0.007914 | 0.012059 | 0 | 0 | 0.0080723 | 0.012301 | 0 | 0 | 0.0082337 | 0.012547 | 0 | 0 | 0.0083984 | 0.012798 | 0 | 0 | 0.0085664 | 0.013054 | 0 | 0 | 0.0087377 | 0.013315 | 0 | 0 | 0.0089125 | 0.013581 | 0 | 0 | 0.0090907 | 0.013853 | 0 | 0 | 0.0092725 | 0.01413 | 0 | 0 | 0.009458 | 0.014412 | 0 | 0 | 0.0096471 | 0.0147 | 0 | 0 | 0.0098401 | 0.014994 | 0 | 0 | 0.010037 | 0.015294 | 0 | 0 | 0.010238 | 0.0156 | 0 | 0 | 0.010442 | 0.015912 | 0 | 0 | 0.010637 | 0.016209 | 0 | 0 | 0.010836 | 0.016512 | 0 | 0 | 0.011035 | 0.016815 | 0
T&D ($/annual kWh) | 0 | 23-RTL-Retail–SingleStorylarge-OFF_EQ | 7 | TD:0:23-RTL-Retail–SingleStorylarge-OFF_EQ:7 | 0 | 0.0064927 | 0.0098937 | 0 | 0 | 0.0066226 | 0.010092 | 0 | 0 | 0.006755 | 0.010293 | 0 | 0 | 0.0068901 | 0.010499 | 0 | 0 | 0.0070279 | 0.010709 | 0 | 0 | 0.0071685 | 0.010923 | 0 | 0 | 0.0073119 | 0.011142 | 0 | 0 | 0.0074581 | 0.011365 | 0 | 0 | 0.0076073 | 0.011592 | 0 | 0 | 0.0077594 | 0.011824 | 0 | 0 | 0.0079146 | 0.01206 | 0 | 0 | 0.0080729 | 0.012302 | 0 | 0 | 0.0082344 | 0.012548 | 0 | 0 | 0.008399 | 0.012799 | 0 | 0 | 0.008567 | 0.013055 | 0 | 0 | 0.0087384 | 0.013316 | 0 | 0 | 0.0089131 | 0.013582 | 0 | 0 | 0.0090914 | 0.013854 | 0 | 0 | 0.0092732 | 0.014131 | 0 | 0 | 0.0094587 | 0.014413 | 0 | 0 | 0.0096479 | 0.014702 | 0 | 0 | 0.0098408 | 0.014996 | 0 | 0 | 0.010024 | 0.015275 | 0 | 0 | 0.010212 | 0.015561 | 0 | 0 | 0.010399 | 0.015846 | 0
T&D ($/annual kWh) | 0 | 23-RTL-Retail–SingleStorylarge-OFF_EQ | 10 | TD:0:23-RTL-Retail–SingleStorylarge-OFF_EQ:10 | 0 | 0.0072128 | 0.010991 | 0 | 0 | 0.007357 | 0.011211 | 0 | 0 | 0.0075041 | 0.011435 | 0 | 0 | 0.0076542 | 0.011664 | 0 | 0 | 0.0078073 | 0.011897 | 0 | 0 | 0.0079635 | 0.012135 | 0 | 0 | 0.0081227 | 0.012377 | 0 | 0 | 0.0082852 | 0.012625 | 0 | 0 | 0.0084509 | 0.012878 | 0 | 0 | 0.0086199 | 0.013135 | 0 | 0 | 0.0087923 | 0.013398 | 0 | 0 | 0.0089682 | 0.013666 | 0 | 0 | 0.0091475 | 0.013939 | 0 | 0 | 0.0093305 | 0.014218 | 0 | 0 | 0.0095171 | 0.014502 | 0 | 0 | 0.0097074 | 0.014792 | 0 | 0 | 0.0099016 | 0.015088 | 0 | 0 | 0.0101 | 0.01539 | 0 | 0 | 0.010302 | 0.015698 | 0 | 0 | 0.010508 | 0.016012 | 0 | 0 | 0.010718 | 0.016332 | 0 | 0 | 0.010932 | 0.016658 | 0 | 0 | 0.011136 | 0.016969 | 0 | 0 | 0.011344 | 0.017286 | 0 | 0 | 0.011552 | 0.017604 | 0
T&D ($/annual kWh) | 0 | 23-RTL-Retail–SingleStorylarge-OFF_EQ | 14 | TD:0:23-RTL-Retail–SingleStorylarge-OFF_EQ:14 | 0 | 0.0072581 | 0.01106 | 0 | 0 | 0.0074032 | 0.011281 | 0 | 0 | 0.0075513 | 0.011507 | 0 | 0 | 0.0077023 | 0.011737 | 0 | 0 | 0.0078564 | 0.011972 | 0 | 0 | 0.0080135 | 0.012211 | 0 | 0 | 0.0081738 | 0.012455 | 0 | 0 | 0.0083372 | 0.012704 | 0 | 0 | 0.008504 | 0.012958 | 0 | 0 | 0.0086741 | 0.013218 | 0 | 0 | 0.0088475 | 0.013482 | 0 | 0 | 0.0090245 | 0.013752 | 0 | 0 | 0.009205 | 0.014027 | 0 | 0 | 0.0093891 | 0.014307 | 0 | 0 | 0.0095769 | 0.014593 | 0 | 0 | 0.0097684 | 0.014885 | 0 | 0 | 0.0099638 | 0.015183 | 0 | 0 | 0.010163 | 0.015487 | 0 | 0 | 0.010366 | 0.015796 | 0 | 0 | 0.010574 | 0.016112 | 0 | 0 | 0.010785 | 0.016434 | 0 | 0 | 0.011001 | 0.016763 | 0 | 0 | 0.011206 | 0.017076 | 0 | 0 | 0.011415 | 0.017395 | 0 | 0 | 0.011625 | 0.017714 | 0
T&D ($/annual kWh) | 0 | 23-RTL-Retail–SingleStorylarge-OFF_EQ | 15 | TD:0:23-RTL-Retail–SingleStorylarge-OFF_EQ:15 | 0 | 0.0072484 | 0.011045 | 0 | 0 | 0.0073934 | 0.011265 | 0 | 0 | 0.0075413 | 0.011491 | 0 | 0 | 0.0076921 | 0.011721 | 0 | 0 | 0.0078459 | 0.011955 | 0 | 0 | 0.0080029 | 0.012194 | 0 | 0 | 0.0081629 | 0.012438 | 0 | 0 | 0.0083262 | 0.012687 | 0 | 0 | 0.0084927 | 0.01294 | 0 | 0 | 0.0086625 | 0.013199 | 0 | 0 | 0.0088358 | 0.013463 | 0 | 0 | 0.0090125 | 0.013733 | 0 | 0 | 0.0091928 | 0.014007 | 0 | 0 | 0.0093766 | 0.014287 | 0 | 0 | 0.0095641 | 0.014573 | 0 | 0 | 0.0097554 | 0.014865 | 0 | 0 | 0.0099505 | 0.015162 | 0 | 0 | 0.01015 | 0.015465 | 0 | 0 | 0.010353 | 0.015774 | 0 | 0 | 0.01056 | 0.01609 | 0 | 0 | 0.010771 | 0.016412 | 0 | 0 | 0.010986 | 0.01674 | 0 | 0 | 0.011191 | 0.017052 | 0 | 0 | 0.0114 | 0.017371 | 0 | 0 | 0.01161 | 0.01769 | 0
T&D ($/annual kWh) | 0 | 23-RTL-Retail–SingleStorylarge-OFF_EQ | SYSTEM | TD:0:23-RTL-Retail–SingleStorylarge-OFF_EQ:SYSTEM | 0 | 0.0064927 | 0.0098937 | 0 | 0 | 0.0066226 | 0.010092 | 0 | 0 | 0.006755 | 0.010293 | 0 | 0 | 0.0068901 | 0.010499 | 0 | 0 | 0.0070279 | 0.010709 | 0 | 0 | 0.0071685 | 0.010923 | 0 | 0 | 0.0073119 | 0.011142 | 0 | 0 | 0.0074581 | 0.011365 | 0 | 0 | 0.0076073 | 0.011592 | 0 | 0 | 0.0077594 | 0.011824 | 0 | 0 | 0.0079146 | 0.01206 | 0 | 0 | 0.0080729 | 0.012302 | 0 | 0 | 0.0082344 | 0.012548 | 0 | 0 | 0.008399 | 0.012799 | 0 | 0 | 0.008567 | 0.013055 | 0 | 0 | 0.0087384 | 0.013316 | 0 | 0 | 0.0089131 | 0.013582 | 0 | 0 | 0.0090914 | 0.013854 | 0 | 0 | 0.0092732 | 0.014131 | 0 | 0 | 0.0094587 | 0.014413 | 0 | 0 | 0.0096479 | 0.014702 | 0 | 0 | 0.0098408 | 0.014996 | 0 | 0 | 0.010024 | 0.015275 | 0 | 0 | 0.010212 | 0.015561 | 0 | 0 | 0.010399 | 0.015846 | 0
T&D ($/annual kWh) | 0 | 23-RTL-Retail–SingleStorylarge-LIT_EXT | 7 | TD:0:23-RTL-Retail–SingleStorylarge-LIT_EXT:7 | 0 | 0.00042345 | 0.00064526 | 0 | 0 | 0.00043192 | 0.00065816 | 0 | 0 | 0.00044056 | 0.00067132 | 0 | 0 | 0.00044937 | 0.00068475 | 0 | 0 | 0.00045835 | 0.00069844 | 0 | 0 | 0.00046752 | 0.00071241 | 0 | 0 | 0.00047687 | 0.00072666 | 0 | 0 | 0.00048641 | 0.0007412 | 0 | 0 | 0.00049614 | 0.00075602 | 0 | 0 | 0.00050606 | 0.00077114 | 0 | 0 | 0.00051618 | 0.00078656 | 0 | 0 | 0.00052651 | 0.00080229 | 0 | 0 | 0.00053704 | 0.00081834 | 0 | 0 | 0.00054778 | 0.00083471 | 0 | 0 | 0.00055873 | 0.0008514 | 0 | 0 | 0.00056991 | 0.00086843 | 0 | 0 | 0.0005813 | 0.0008858 | 0 | 0 | 0.00059293 | 0.00090351 | 0 | 0 | 0.00060479 | 0.00092158 | 0 | 0 | 0.00061688 | 0.00094001 | 0 | 0 | 0.00062922 | 0.00095882 | 0 | 0 | 0.00064181 | 0.00097799 | 0 | 0 | 0.00065378 | 0.00099624 | 0 | 0 | 0.000666 | 0.0010149 | 0 | 0 | 0.00067822 | 0.0010335 | 0
T&D ($/annual kWh) | 0 | 23-RTL-Retail–SingleStorylarge-LIT_EXT | 10 | TD:0:23-RTL-Retail–SingleStorylarge-LIT_EXT:10 | 0 | 0.00046962 | 0.00071562 | 0 | 0 | 0.00047902 | 0.00072993 | 0 | 0 | 0.0004886 | 0.00074453 | 0 | 0 | 0.00049837 | 0.00075942 | 0 | 0 | 0.00050834 | 0.00077461 | 0 | 0 | 0.0005185 | 0.0007901 | 0 | 0 | 0.00052887 | 0.0008059 | 0 | 0 | 0.00053945 | 0.00082202 | 0 | 0 | 0.00055024 | 0.00083846 | 0 | 0 | 0.00056125 | 0.00085523 | 0 | 0 | 0.00057247 | 0.00087234 | 0 | 0 | 0.00058392 | 0.00088978 | 0 | 0 | 0.0005956 | 0.00090758 | 0 | 0 | 0.00060751 | 0.00092573 | 0 | 0 | 0.00061966 | 0.00094424 | 0 | 0 | 0.00063205 | 0.00096313 | 0 | 0 | 0.00064469 | 0.00098239 | 0 | 0 | 0.00065759 | 0.001002 | 0 | 0 | 0.00067074 | 0.0010221 | 0 | 0 | 0.00068415 | 0.0010425 | 0 | 0 | 0.00069784 | 0.0010634 | 0 | 0 | 0.00071179 | 0.0010846 | 0 | 0 | 0.00072508 | 0.0011049 | 0 | 0 | 0.00073863 | 0.0011255 | 0 | 0 | 0.00075218 | 0.0011462 | 0
T&D ($/annual kWh) | 0 | 23-RTL-Retail–SingleStorylarge-LIT_EXT | 14 | TD:0:23-RTL-Retail–SingleStorylarge-LIT_EXT:14 | 0 | 0.00047253 | 0.00072005 | 0 | 0 | 0.00048198 | 0.00073445 | 0 | 0 | 0.00049162 | 0.00074914 | 0 | 0 | 0.00050145 | 0.00076412 | 0 | 0 | 0.00051148 | 0.0007794 | 0 | 0 | 0.00052171 | 0.00079499 | 0 | 0 | 0.00053215 | 0.00081089 | 0 | 0 | 0.00054279 | 0.00082711 | 0 | 0 | 0.00055364 | 0.00084365 | 0 | 0 | 0.00056472 | 0.00086052 | 0 | 0 | 0.00057601 | 0.00087773 | 0 | 0 | 0.00058753 | 0.00089529 | 0 | 0 | 0.00059928 | 0.00091319 | 0 | 0 | 0.00061127 | 0.00093146 | 0 | 0 | 0.00062349 | 0.00095009 | 0 | 0 | 0.00063596 | 0.00096909 | 0 | 0 | 0.00064868 | 0.00098847 | 0 | 0 | 0.00066166 | 0.0010082 | 0 | 0 | 0.00067489 | 0.0010284 | 0 | 0 | 0.00068839 | 0.001049 | 0 | 0 | 0.00070216 | 0.00107 | 0 | 0 | 0.0007162 | 0.0010914 | 0 | 0 | 0.00072956 | 0.0011117 | 0 | 0 | 0.0007432 | 0.0011325 | 0 | 0 | 0.00075683 | 0.0011533 | 0
T&D ($/annual kWh) | 0 | 23-RTL-Retail–SingleStorylarge-LIT_EXT | 15 | TD:0:23-RTL-Retail–SingleStorylarge-LIT_EXT:15 | 0 | 0.00052783 | 0.00080265 | 0 | 0 | 0.00053838 | 0.0008187 | 0 | 0 | 0.00054915 | 0.00083508 | 0 | 0 | 0.00056013 | 0.00085178 | 0 | 0 | 0.00057134 | 0.00086881 | 0 | 0 | 0.00058276 | 0.00088619 | 0 | 0 | 0.00059442 | 0.00090391 | 0 | 0 | 0.00060631 | 0.00092199 | 0 | 0 | 0.00061843 | 0.00094043 | 0 | 0 | 0.0006308 | 0.00095924 | 0 | 0 | 0.00064342 | 0.00097842 | 0 | 0 | 0.00065629 | 0.00099799 | 0 | 0 | 0.00066941 | 0.001018 | 0 | 0 | 0.0006828 | 0.0010383 | 0 | 0 | 0.00069646 | 0.0010591 | 0 | 0 | 0.00071039 | 0.0010803 | 0 | 0 | 0.00072459 | 0.0011019 | 0 | 0 | 0.00073909 | 0.0011239 | 0 | 0 | 0.00075387 | 0.0011464 | 0 | 0 | 0.00076894 | 0.0011693 | 0 | 0 | 0.00078432 | 0.0011927 | 0 | 0 | 0.00080001 | 0.0012165 | 0 | 0 | 0.00081494 | 0.0012392 | 0 | 0 | 0.00083017 | 0.0012624 | 0 | 0 | 0.0008454 | 0.0012856 | 0
T&D ($/annual kWh) | 0 | 23-RTL-Retail–SingleStorylarge-LIT_EXT | SYSTEM | TD:0:23-RTL-Retail–SingleStorylarge-LIT_EXT:SYSTEM | 0 | 0.00042345 | 0.00064526 | 0 | 0 | 0.00043192 | 0.00065816 | 0 | 0 | 0.00044056 | 0.00067132 | 0 | 0 | 0.00044937 | 0.00068475 | 0 | 0 | 0.00045835 | 0.00069844 | 0 | 0 | 0.00046752 | 0.00071241 | 0 | 0 | 0.00047687 | 0.00072666 | 0 | 0 | 0.00048641 | 0.0007412 | 0 | 0 | 0.00049614 | 0.00075602 | 0 | 0 | 0.00050606 | 0.00077114 | 0 | 0 | 0.00051618 | 0.00078656 | 0 | 0 | 0.00052651 | 0.00080229 | 0 | 0 | 0.00053704 | 0.00081834 | 0 | 0 | 0.00054778 | 0.00083471 | 0 | 0 | 0.00055873 | 0.0008514 | 0 | 0 | 0.00056991 | 0.00086843 | 0 | 0 | 0.0005813 | 0.0008858 | 0 | 0 | 0.00059293 | 0.00090351 | 0 | 0 | 0.00060479 | 0.00092158 | 0 | 0 | 0.00061688 | 0.00094001 | 0 | 0 | 0.00062922 | 0.00095882 | 0 | 0 | 0.00064181 | 0.00097799 | 0 | 0 | 0.00065378 | 0.00099624 | 0 | 0 | 0.000666 | 0.0010149 | 0 | 0 | 0.00067822 | 0.0010335 | 0
T&D ($/annual kWh) | 0 | 23-RTL-Retail–SingleStorylarge-REFG | 7 | TD:0:23-RTL-Retail–SingleStorylarge-REFG:7 | 0 | 0.0051915 | 0.0079109 | 0 | 0 | 0.0052954 | 0.0080691 | 0 | 0 | 0.0054013 | 0.0082305 | 0 | 0 | 0.0055093 | 0.0083951 | 0 | 0 | 0.0056195 | 0.008563 | 0 | 0 | 0.0057319 | 0.0087343 | 0 | 0 | 0.0058465 | 0.008909 | 0 | 0 | 0.0059634 | 0.0090872 | 0 | 0 | 0.0060827 | 0.0092689 | 0 | 0 | 0.0062044 | 0.0094543 | 0 | 0 | 0.0063285 | 0.0096434 | 0 | 0 | 0.006455 | 0.0098362 | 0 | 0 | 0.0065841 | 0.010033 | 0 | 0 | 0.0067158 | 0.010234 | 0 | 0 | 0.0068501 | 0.010438 | 0 | 0 | 0.0069871 | 0.010647 | 0 | 0 | 0.0071269 | 0.01086 | 0 | 0 | 0.0072694 | 0.011077 | 0 | 0 | 0.0074148 | 0.011299 | 0 | 0 | 0.0075631 | 0.011525 | 0 | 0 | 0.0077144 | 0.011755 | 0 | 0 | 0.0078686 | 0.01199 | 0 | 0 | 0.0080155 | 0.012214 | 0 | 0 | 0.0081653 | 0.012442 | 0 | 0 | 0.0083151 | 0.012671 | 0
T&D ($/annual kWh) | 0 | 23-RTL-Retail–SingleStorylarge-REFG | 10 | TD:0:23-RTL-Retail–SingleStorylarge-REFG:10 | 0 | 0.0056757 | 0.0086487 | 0 | 0 | 0.0057893 | 0.0088217 | 0 | 0 | 0.005905 | 0.0089982 | 0 | 0 | 0.0060231 | 0.0091781 | 0 | 0 | 0.0061436 | 0.0093617 | 0 | 0 | 0.0062665 | 0.0095489 | 0 | 0 | 0.0063918 | 0.0097399 | 0 | 0 | 0.0065196 | 0.0099347 | 0 | 0 | 0.00665 | 0.010133 | 0 | 0 | 0.006783 | 0.010336 | 0 | 0 | 0.0069187 | 0.010543 | 0 | 0 | 0.0070571 | 0.010754 | 0 | 0 | 0.0071982 | 0.010969 | 0 | 0 | 0.0073422 | 0.011188 | 0 | 0 | 0.007489 | 0.011412 | 0 | 0 | 0.0076388 | 0.01164 | 0 | 0 | 0.0077916 | 0.011873 | 0 | 0 | 0.0079474 | 0.01211 | 0 | 0 | 0.0081064 | 0.012353 | 0 | 0 | 0.0082685 | 0.0126 | 0 | 0 | 0.0084339 | 0.012852 | 0 | 0 | 0.0086025 | 0.013109 | 0 | 0 | 0.008763 | 0.013353 | 0 | 0 | 0.0089268 | 0.013603 | 0 | 0 | 0.0090906 | 0.013852 | 0
T&D ($/annual kWh) | 0 | 23-RTL-Retail–SingleStorylarge-REFG | 14 | TD:0:23-RTL-Retail–SingleStorylarge-REFG:14 | 0 | 0.0057062 | 0.0086952 | 0 | 0 | 0.0058203 | 0.0088691 | 0 | 0 | 0.0059367 | 0.0090465 | 0 | 0 | 0.0060555 | 0.0092274 | 0 | 0 | 0.0061766 | 0.0094119 | 0 | 0 | 0.0063001 | 0.0096002 | 0 | 0 | 0.0064261 | 0.0097922 | 0 | 0 | 0.0065546 | 0.009988 | 0 | 0 | 0.0066857 | 0.010188 | 0 | 0 | 0.0068194 | 0.010392 | 0 | 0 | 0.0069558 | 0.010599 | 0 | 0 | 0.007095 | 0.010811 | 0 | 0 | 0.0072369 | 0.011028 | 0 | 0 | 0.0073816 | 0.011248 | 0 | 0 | 0.0075292 | 0.011473 | 0 | 0 | 0.0076798 | 0.011703 | 0 | 0 | 0.0078334 | 0.011937 | 0 | 0 | 0.0079901 | 0.012175 | 0 | 0 | 0.0081499 | 0.012419 | 0 | 0 | 0.0083129 | 0.012667 | 0 | 0 | 0.0084791 | 0.012921 | 0 | 0 | 0.0086487 | 0.013179 | 0 | 0 | 0.0088101 | 0.013425 | 0 | 0 | 0.0089747 | 0.013676 | 0 | 0 | 0.0091394 | 0.013927 | 0
T&D ($/annual kWh) | 0 | 23-RTL-Retail–SingleStorylarge-REFG | 15 | TD:0:23-RTL-Retail–SingleStorylarge-REFG:15 | 0 | 0.005702 | 0.0086878 | 0 | 0 | 0.005816 | 0.0088616 | 0 | 0 | 0.0059323 | 0.0090388 | 0 | 0 | 0.006051 | 0.0092196 | 0 | 0 | 0.006172 | 0.009404 | 0 | 0 | 0.0062954 | 0.0095921 | 0 | 0 | 0.0064214 | 0.0097839 | 0 | 0 | 0.0065498 | 0.0099796 | 0 | 0 | 0.0066808 | 0.010179 | 0 | 0 | 0.0068144 | 0.010383 | 0 | 0 | 0.0069507 | 0.01059 | 0 | 0 | 0.0070897 | 0.010802 | 0 | 0 | 0.0072315 | 0.011018 | 0 | 0 | 0.0073761 | 0.011239 | 0 | 0 | 0.0075236 | 0.011463 | 0 | 0 | 0.0076741 | 0.011693 | 0 | 0 | 0.0078276 | 0.011927 | 0 | 0 | 0.0079841 | 0.012165 | 0 | 0 | 0.0081438 | 0.012408 | 0 | 0 | 0.0083067 | 0.012657 | 0 | 0 | 0.0084728 | 0.01291 | 0 | 0 | 0.0086423 | 0.013168 | 0 | 0 | 0.0088036 | 0.013414 | 0 | 0 | 0.0089681 | 0.013664 | 0 | 0 | 0.0091326 | 0.013915 | 0
T&D ($/annual kWh) | 0 | 23-RTL-Retail–SingleStorylarge-REFG | SYSTEM | TD:0:23-RTL-Retail–SingleStorylarge-REFG:SYSTEM | 0 | 0.0051915 | 0.0079109 | 0 | 0 | 0.0052954 | 0.0080691 | 0 | 0 | 0.0054013 | 0.0082305 | 0 | 0 | 0.0055093 | 0.0083951 | 0 | 0 | 0.0056195 | 0.008563 | 0 | 0 | 0.0057319 | 0.0087343 | 0 | 0 | 0.0058465 | 0.008909 | 0 | 0 | 0.0059634 | 0.0090872 | 0 | 0 | 0.0060827 | 0.0092689 | 0 | 0 | 0.0062044 | 0.0094543 | 0 | 0 | 0.0063285 | 0.0096434 | 0 | 0 | 0.006455 | 0.0098362 | 0 | 0 | 0.0065841 | 0.010033 | 0 | 0 | 0.0067158 | 0.010234 | 0 | 0 | 0.0068501 | 0.010438 | 0 | 0 | 0.0069871 | 0.010647 | 0 | 0 | 0.0071269 | 0.01086 | 0 | 0 | 0.0072694 | 0.011077 | 0 | 0 | 0.0074148 | 0.011299 | 0 | 0 | 0.0075631 | 0.011525 | 0 | 0 | 0.0077144 | 0.011755 | 0 | 0 | 0.0078686 | 0.01199 | 0 | 0 | 0.0080155 | 0.012214 | 0 | 0 | 0.0081653 | 0.012442 | 0 | 0 | 0.0083151 | 0.012671 | 0
T&D ($/annual kWh) | 0 | 23-RTL-Retail–SingleStorylarge-VENT | 7 | TD:0:23-RTL-Retail–SingleStorylarge-VENT:7 | 0 | 0.0080429 | 0.012256 | 0 | 0 | 0.0082037 | 0.012501 | 0 | 0 | 0.0083678 | 0.012751 | 0 | 0 | 0.0085351 | 0.013006 | 0 | 0 | 0.0087058 | 0.013266 | 0 | 0 | 0.00888 | 0.013531 | 0 | 0 | 0.0090576 | 0.013802 | 0 | 0 | 0.0092387 | 0.014078 | 0 | 0 | 0.0094235 | 0.01436 | 0 | 0 | 0.009612 | 0.014647 | 0 | 0 | 0.0098042 | 0.01494 | 0 | 0 | 0.01 | 0.015239 | 0 | 0 | 0.0102 | 0.015543 | 0 | 0 | 0.010404 | 0.015854 | 0 | 0 | 0.010612 | 0.016171 | 0 | 0 | 0.010825 | 0.016495 | 0 | 0 | 0.011041 | 0.016825 | 0 | 0 | 0.011262 | 0.017161 | 0 | 0 | 0.011487 | 0.017504 | 0 | 0 | 0.011717 | 0.017854 | 0 | 0 | 0.011951 | 0.018211 | 0 | 0 | 0.01219 | 0.018576 | 0 | 0 | 0.012418 | 0.018922 | 0 | 0 | 0.01265 | 0.019276 | 0 | 0 | 0.012882 | 0.01963 | 0
T&D ($/annual kWh) | 0 | 23-RTL-Retail–SingleStorylarge-VENT | 10 | TD:0:23-RTL-Retail–SingleStorylarge-VENT:10 | 0 | 0.0091046 | 0.013874 | 0 | 0 | 0.0092867 | 0.014151 | 0 | 0 | 0.0094724 | 0.014434 | 0 | 0 | 0.0096619 | 0.014723 | 0 | 0 | 0.0098551 | 0.015017 | 0 | 0 | 0.010052 | 0.015318 | 0 | 0 | 0.010253 | 0.015624 | 0 | 0 | 0.010458 | 0.015936 | 0 | 0 | 0.010667 | 0.016255 | 0 | 0 | 0.010881 | 0.01658 | 0 | 0 | 0.011098 | 0.016912 | 0 | 0 | 0.01132 | 0.01725 | 0 | 0 | 0.011547 | 0.017595 | 0 | 0 | 0.011778 | 0.017947 | 0 | 0 | 0.012013 | 0.018306 | 0 | 0 | 0.012254 | 0.018672 | 0 | 0 | 0.012499 | 0.019046 | 0 | 0 | 0.012749 | 0.019427 | 0 | 0 | 0.013004 | 0.019815 | 0 | 0 | 0.013264 | 0.020211 | 0 | 0 | 0.013529 | 0.020616 | 0 | 0 | 0.0138 | 0.021028 | 0 | 0 | 0.014057 | 0.02142 | 0 | 0 | 0.01432 | 0.021821 | 0 | 0 | 0.014582 | 0.022221 | 0
T&D ($/annual kWh) | 0 | 23-RTL-Retail–SingleStorylarge-VENT | 14 | TD:0:23-RTL-Retail–SingleStorylarge-VENT:14 | 0 | 0.0091714 | 0.013975 | 0 | 0 | 0.0093548 | 0.014255 | 0 | 0 | 0.0095419 | 0.01454 | 0 | 0 | 0.0097328 | 0.014831 | 0 | 0 | 0.0099274 | 0.015128 | 0 | 0 | 0.010126 | 0.01543 | 0 | 0 | 0.010329 | 0.015739 | 0 | 0 | 0.010535 | 0.016053 | 0 | 0 | 0.010746 | 0.016375 | 0 | 0 | 0.010961 | 0.016702 | 0 | 0 | 0.01118 | 0.017036 | 0 | 0 | 0.011403 | 0.017377 | 0 | 0 | 0.011632 | 0.017724 | 0 | 0 | 0.011864 | 0.018079 | 0 | 0 | 0.012101 | 0.01844 | 0 | 0 | 0.012344 | 0.018809 | 0 | 0 | 0.01259 | 0.019185 | 0 | 0 | 0.012842 | 0.019569 | 0 | 0 | 0.013099 | 0.01996 | 0 | 0 | 0.013361 | 0.02036 | 0 | 0 | 0.013628 | 0.020767 | 0 | 0 | 0.013901 | 0.021182 | 0 | 0 | 0.01416 | 0.021577 | 0 | 0 | 0.014425 | 0.021981 | 0 | 0 | 0.014689 | 0.022384 | 0
T&D ($/annual kWh) | 0 | 23-RTL-Retail–SingleStorylarge-VENT | 15 | TD:0:23-RTL-Retail–SingleStorylarge-VENT:15 | 0 | 0.0091748 | 0.01398 | 0 | 0 | 0.0093582 | 0.014259 | 0 | 0 | 0.0095454 | 0.014545 | 0 | 0 | 0.0097363 | 0.014836 | 0 | 0 | 0.009931 | 0.015132 | 0 | 0 | 0.01013 | 0.015435 | 0 | 0 | 0.010332 | 0.015744 | 0 | 0 | 0.010539 | 0.016058 | 0 | 0 | 0.01075 | 0.01638 | 0 | 0 | 0.010965 | 0.016707 | 0 | 0 | 0.011184 | 0.017041 | 0 | 0 | 0.011408 | 0.017382 | 0 | 0 | 0.011636 | 0.01773 | 0 | 0 | 0.011869 | 0.018084 | 0 | 0 | 0.012106 | 0.018446 | 0 | 0 | 0.012348 | 0.018815 | 0 | 0 | 0.012595 | 0.019191 | 0 | 0 | 0.012847 | 0.019575 | 0 | 0 | 0.013104 | 0.019967 | 0 | 0 | 0.013366 | 0.020366 | 0 | 0 | 0.013633 | 0.020773 | 0 | 0 | 0.013906 | 0.021189 | 0 | 0 | 0.014165 | 0.021584 | 0 | 0 | 0.01443 | 0.021988 | 0 | 0 | 0.014695 | 0.022391 | 0
T&D ($/annual kWh) | 0 | 23-RTL-Retail–SingleStorylarge-VENT | SYSTEM | TD:0:23-RTL-Retail–SingleStorylarge-VENT:SYSTEM | 0 | 0.0080429 | 0.012256 | 0 | 0 | 0.0082037 | 0.012501 | 0 | 0 | 0.0083678 | 0.012751 | 0 | 0 | 0.0085351 | 0.013006 | 0 | 0 | 0.0087058 | 0.013266 | 0 | 0 | 0.00888 | 0.013531 | 0 | 0 | 0.0090576 | 0.013802 | 0 | 0 | 0.0092387 | 0.014078 | 0 | 0 | 0.0094235 | 0.01436 | 0 | 0 | 0.009612 | 0.014647 | 0 | 0 | 0.0098042 | 0.01494 | 0 | 0 | 0.01 | 0.015239 | 0 | 0 | 0.0102 | 0.015543 | 0 | 0 | 0.010404 | 0.015854 | 0 | 0 | 0.010612 | 0.016171 | 0 | 0 | 0.010825 | 0.016495 | 0 | 0 | 0.011041 | 0.016825 | 0 | 0 | 0.011262 | 0.017161 | 0 | 0 | 0.011487 | 0.017504 | 0 | 0 | 0.011717 | 0.017854 | 0 | 0 | 0.011951 | 0.018211 | 0 | 0 | 0.01219 | 0.018576 | 0 | 0 | 0.012418 | 0.018922 | 0 | 0 | 0.01265 | 0.019276 | 0 | 0 | 0.012882 | 0.01963 | 0
T&D ($/annual kWh) | 0 | 24-RTS-Retail–Small-COOL | 7 | TD:0:24-RTS-Retail–Small-COOL:7 | 0 | 0.013565 | 0.020671 | 0 | 0 | 0.013836 | 0.021084 | 0 | 0 | 0.014113 | 0.021506 | 0 | 0 | 0.014395 | 0.021936 | 0 | 0 | 0.014683 | 0.022375 | 0 | 0 | 0.014977 | 0.022822 | 0 | 0 | 0.015277 | 0.023279 | 0 | 0 | 0.015582 | 0.023744 | 0 | 0 | 0.015894 | 0.024219 | 0 | 0 | 0.016212 | 0.024703 | 0 | 0 | 0.016536 | 0.025198 | 0 | 0 | 0.016867 | 0.025701 | 0 | 0 | 0.017204 | 0.026216 | 0 | 0 | 0.017548 | 0.02674 | 0 | 0 | 0.017899 | 0.027275 | 0 | 0 | 0.018257 | 0.02782 | 0 | 0 | 0.018622 | 0.028377 | 0 | 0 | 0.018995 | 0.028944 | 0 | 0 | 0.019374 | 0.029523 | 0 | 0 | 0.019762 | 0.030113 | 0 | 0 | 0.020157 | 0.030716 | 0 | 0 | 0.02056 | 0.03133 | 0 | 0 | 0.020944 | 0.031915 | 0 | 0 | 0.021335 | 0.032511 | 0 | 0 | 0.021727 | 0.033107 | 0
T&D ($/annual kWh) | 0 | 24-RTS-Retail–Small-COOL | 10 | TD:0:24-RTS-Retail–Small-COOL:10 | 0 | 0.016075 | 0.024495 | 0 | 0 | 0.016397 | 0.024985 | 0 | 0 | 0.016724 | 0.025485 | 0 | 0 | 0.017059 | 0.025995 | 0 | 0 | 0.0174 | 0.026515 | 0 | 0 | 0.017748 | 0.027045 | 0 | 0 | 0.018103 | 0.027586 | 0 | 0 | 0.018465 | 0.028137 | 0 | 0 | 0.018834 | 0.0287 | 0 | 0 | 0.019211 | 0.029274 | 0 | 0 | 0.019595 | 0.02986 | 0 | 0 | 0.019987 | 0.030457 | 0 | 0 | 0.020387 | 0.031066 | 0 | 0 | 0.020795 | 0.031687 | 0 | 0 | 0.021211 | 0.032321 | 0 | 0 | 0.021635 | 0.032967 | 0 | 0 | 0.022068 | 0.033627 | 0 | 0 | 0.022509 | 0.034299 | 0 | 0 | 0.022959 | 0.034985 | 0 | 0 | 0.023418 | 0.035685 | 0 | 0 | 0.023887 | 0.036399 | 0 | 0 | 0.024364 | 0.037127 | 0 | 0 | 0.024819 | 0.03782 | 0 | 0 | 0.025283 | 0.038526 | 0 | 0 | 0.025747 | 0.039233 | 0
T&D ($/annual kWh) | 0 | 24-RTS-Retail–Small-COOL | 14 | TD:0:24-RTS-Retail–Small-COOL:14 | 0 | 0.016233 | 0.024736 | 0 | 0 | 0.016558 | 0.025231 | 0 | 0 | 0.016889 | 0.025735 | 0 | 0 | 0.017227 | 0.02625 | 0 | 0 | 0.017571 | 0.026775 | 0 | 0 | 0.017923 | 0.027311 | 0 | 0 | 0.018281 | 0.027857 | 0 | 0 | 0.018647 | 0.028414 | 0 | 0 | 0.01902 | 0.028982 | 0 | 0 | 0.0194 | 0.029562 | 0 | 0 | 0.019788 | 0.030153 | 0 | 0 | 0.020184 | 0.030756 | 0 | 0 | 0.020587 | 0.031371 | 0 | 0 | 0.020999 | 0.031999 | 0 | 0 | 0.021419 | 0.032639 | 0 | 0 | 0.021847 | 0.033291 | 0 | 0 | 0.022284 | 0.033957 | 0 | 0 | 0.02273 | 0.034636 | 0 | 0 | 0.023185 | 0.035329 | 0 | 0 | 0.023648 | 0.036036 | 0 | 0 | 0.024121 | 0.036756 | 0 | 0 | 0.024604 | 0.037492 | 0 | 0 | 0.025063 | 0.038191 | 0 | 0 | 0.025531 | 0.038905 | 0 | 0 | 0.026 | 0.039619 | 0
T&D ($/annual kWh) | 0 | 24-RTS-Retail–Small-COOL | 15 | TD:0:24-RTS-Retail–Small-COOL:15 | 0 | 0.016298 | 0.024835 | 0 | 0 | 0.016624 | 0.025331 | 0 | 0 | 0.016957 | 0.025838 | 0 | 0 | 0.017296 | 0.026355 | 0 | 0 | 0.017642 | 0.026882 | 0 | 0 | 0.017995 | 0.027419 | 0 | 0 | 0.018355 | 0.027968 | 0 | 0 | 0.018722 | 0.028527 | 0 | 0 | 0.019096 | 0.029098 | 0 | 0 | 0.019478 | 0.02968 | 0 | 0 | 0.019868 | 0.030273 | 0 | 0 | 0.020265 | 0.030879 | 0 | 0 | 0.02067 | 0.031496 | 0 | 0 | 0.021084 | 0.032126 | 0 | 0 | 0.021505 | 0.032769 | 0 | 0 | 0.021935 | 0.033424 | 0 | 0 | 0.022374 | 0.034093 | 0 | 0 | 0.022822 | 0.034775 | 0 | 0 | 0.023278 | 0.03547 | 0 | 0 | 0.023744 | 0.036179 | 0 | 0 | 0.024218 | 0.036903 | 0 | 0 | 0.024703 | 0.037641 | 0 | 0 | 0.025164 | 0.038343 | 0 | 0 | 0.025634 | 0.03906 | 0 | 0 | 0.026104 | 0.039777 | 0
T&D ($/annual kWh) | 0 | 24-RTS-Retail–Small-COOL | SYSTEM | TD:0:24-RTS-Retail–Small-COOL:SYSTEM | 0 | 0.013565 | 0.020671 | 0 | 0 | 0.013836 | 0.021084 | 0 | 0 | 0.014113 | 0.021506 | 0 | 0 | 0.014395 | 0.021936 | 0 | 0 | 0.014683 | 0.022375 | 0 | 0 | 0.014977 | 0.022822 | 0 | 0 | 0.015277 | 0.023279 | 0 | 0 | 0.015582 | 0.023744 | 0 | 0 | 0.015894 | 0.024219 | 0 | 0 | 0.016212 | 0.024703 | 0 | 0 | 0.016536 | 0.025198 | 0 | 0 | 0.016867 | 0.025701 | 0 | 0 | 0.017204 | 0.026216 | 0 | 0 | 0.017548 | 0.02674 | 0 | 0 | 0.017899 | 0.027275 | 0 | 0 | 0.018257 | 0.02782 | 0 | 0 | 0.018622 | 0.028377 | 0 | 0 | 0.018995 | 0.028944 | 0 | 0 | 0.019374 | 0.029523 | 0 | 0 | 0.019762 | 0.030113 | 0 | 0 | 0.020157 | 0.030716 | 0 | 0 | 0.02056 | 0.03133 | 0 | 0 | 0.020944 | 0.031915 | 0 | 0 | 0.021335 | 0.032511 | 0 | 0 | 0.021727 | 0.033107 | 0
T&D ($/annual kWh) | 0 | 24-RTS-Retail–Small-LIT_INT | 7 | TD:0:24-RTS-Retail–Small-LIT_INT:7 | 0 | 0.0068896 | 0.010498 | 0 | 0 | 0.0070274 | 0.010708 | 0 | 0 | 0.007168 | 0.010923 | 0 | 0 | 0.0073113 | 0.011141 | 0 | 0 | 0.0074575 | 0.011364 | 0 | 0 | 0.0076067 | 0.011591 | 0 | 0 | 0.0077588 | 0.011823 | 0 | 0 | 0.007914 | 0.012059 | 0 | 0 | 0.0080723 | 0.012301 | 0 | 0 | 0.0082337 | 0.012547 | 0 | 0 | 0.0083984 | 0.012798 | 0 | 0 | 0.0085664 | 0.013054 | 0 | 0 | 0.0087377 | 0.013315 | 0 | 0 | 0.0089125 | 0.013581 | 0 | 0 | 0.0090907 | 0.013853 | 0 | 0 | 0.0092725 | 0.01413 | 0 | 0 | 0.009458 | 0.014412 | 0 | 0 | 0.0096471 | 0.0147 | 0 | 0 | 0.0098401 | 0.014994 | 0 | 0 | 0.010037 | 0.015294 | 0 | 0 | 0.010238 | 0.0156 | 0 | 0 | 0.010442 | 0.015912 | 0 | 0 | 0.010637 | 0.016209 | 0 | 0 | 0.010836 | 0.016512 | 0 | 0 | 0.011035 | 0.016815 | 0
T&D ($/annual kWh) | 0 | 24-RTS-Retail–Small-LIT_INT | 10 | TD:0:24-RTS-Retail–Small-LIT_INT:10 | 0 | 0.0077321 | 0.011782 | 0 | 0 | 0.0078867 | 0.012018 | 0 | 0 | 0.0080444 | 0.012258 | 0 | 0 | 0.0082053 | 0.012503 | 0 | 0 | 0.0083694 | 0.012753 | 0 | 0 | 0.0085368 | 0.013008 | 0 | 0 | 0.0087076 | 0.013269 | 0 | 0 | 0.0088817 | 0.013534 | 0 | 0 | 0.0090593 | 0.013805 | 0 | 0 | 0.0092405 | 0.014081 | 0 | 0 | 0.0094253 | 0.014362 | 0 | 0 | 0.0096138 | 0.01465 | 0 | 0 | 0.0098061 | 0.014943 | 0 | 0 | 0.010002 | 0.015242 | 0 | 0 | 0.010202 | 0.015546 | 0 | 0 | 0.010406 | 0.015857 | 0 | 0 | 0.010614 | 0.016174 | 0 | 0 | 0.010827 | 0.016498 | 0 | 0 | 0.011043 | 0.016828 | 0 | 0 | 0.011264 | 0.017164 | 0 | 0 | 0.011489 | 0.017508 | 0 | 0 | 0.011719 | 0.017858 | 0 | 0 | 0.011938 | 0.018191 | 0 | 0 | 0.012161 | 0.018531 | 0 | 0 | 0.012384 | 0.018871 | 0
T&D ($/annual kWh) | 0 | 24-RTS-Retail–Small-LIT_INT | 14 | TD:0:24-RTS-Retail–Small-LIT_INT:14 | 0 | 0.0077851 | 0.011863 | 0 | 0 | 0.0079408 | 0.0121 | 0 | 0 | 0.0080996 | 0.012342 | 0 | 0 | 0.0082616 | 0.012589 | 0 | 0 | 0.0084268 | 0.012841 | 0 | 0 | 0.0085953 | 0.013098 | 0 | 0 | 0.0087672 | 0.01336 | 0 | 0 | 0.0089426 | 0.013627 | 0 | 0 | 0.0091214 | 0.013899 | 0 | 0 | 0.0093039 | 0.014177 | 0 | 0 | 0.00949 | 0.014461 | 0 | 0 | 0.0096797 | 0.01475 | 0 | 0 | 0.0098733 | 0.015045 | 0 | 0 | 0.010071 | 0.015346 | 0 | 0 | 0.010272 | 0.015653 | 0 | 0 | 0.010478 | 0.015966 | 0 | 0 | 0.010687 | 0.016285 | 0 | 0 | 0.010901 | 0.016611 | 0 | 0 | 0.011119 | 0.016943 | 0 | 0 | 0.011341 | 0.017282 | 0 | 0 | 0.011568 | 0.017628 | 0 | 0 | 0.0118 | 0.01798 | 0 | 0 | 0.01202 | 0.018316 | 0 | 0 | 0.012244 | 0.018658 | 0 | 0 | 0.012469 | 0.019 | 0
T&D ($/annual kWh) | 0 | 24-RTS-Retail–Small-LIT_INT | 15 | TD:0:24-RTS-Retail–Small-LIT_INT:15 | 0 | 0.0077828 | 0.011859 | 0 | 0 | 0.0079384 | 0.012096 | 0 | 0 | 0.0080972 | 0.012338 | 0 | 0 | 0.0082591 | 0.012585 | 0 | 0 | 0.0084243 | 0.012836 | 0 | 0 | 0.0085928 | 0.013093 | 0 | 0 | 0.0087646 | 0.013355 | 0 | 0 | 0.0089399 | 0.013622 | 0 | 0 | 0.0091187 | 0.013894 | 0 | 0 | 0.0093011 | 0.014172 | 0 | 0 | 0.0094871 | 0.014456 | 0 | 0 | 0.0096769 | 0.014745 | 0 | 0 | 0.0098704 | 0.01504 | 0 | 0 | 0.010068 | 0.015341 | 0 | 0 | 0.010269 | 0.015647 | 0 | 0 | 0.010475 | 0.01596 | 0 | 0 | 0.010684 | 0.01628 | 0 | 0 | 0.010898 | 0.016605 | 0 | 0 | 0.011116 | 0.016937 | 0 | 0 | 0.011338 | 0.017276 | 0 | 0 | 0.011565 | 0.017621 | 0 | 0 | 0.011796 | 0.017974 | 0 | 0 | 0.012016 | 0.018309 | 0 | 0 | 0.012241 | 0.018651 | 0 | 0 | 0.012465 | 0.018994 | 0
T&D ($/annual kWh) | 0 | 24-RTS-Retail–Small-LIT_INT | SYSTEM | TD:0:24-RTS-Retail–Small-LIT_INT:SYSTEM | 0 | 0.0068896 | 0.010498 | 0 | 0 | 0.0070274 | 0.010708 | 0 | 0 | 0.007168 | 0.010923 | 0 | 0 | 0.0073113 | 0.011141 | 0 | 0 | 0.0074575 | 0.011364 | 0 | 0 | 0.0076067 | 0.011591 | 0 | 0 | 0.0077588 | 0.011823 | 0 | 0 | 0.007914 | 0.012059 | 0 | 0 | 0.0080723 | 0.012301 | 0 | 0 | 0.0082337 | 0.012547 | 0 | 0 | 0.0083984 | 0.012798 | 0 | 0 | 0.0085664 | 0.013054 | 0 | 0 | 0.0087377 | 0.013315 | 0 | 0 | 0.0089125 | 0.013581 | 0 | 0 | 0.0090907 | 0.013853 | 0 | 0 | 0.0092725 | 0.01413 | 0 | 0 | 0.009458 | 0.014412 | 0 | 0 | 0.0096471 | 0.0147 | 0 | 0 | 0.0098401 | 0.014994 | 0 | 0 | 0.010037 | 0.015294 | 0 | 0 | 0.010238 | 0.0156 | 0 | 0 | 0.010442 | 0.015912 | 0 | 0 | 0.010637 | 0.016209 | 0 | 0 | 0.010836 | 0.016512 | 0 | 0 | 0.011035 | 0.016815 | 0
T&D ($/annual kWh) | 0 | 24-RTS-Retail–Small-OFF_EQ | 7 | TD:0:24-RTS-Retail–Small-OFF_EQ:7 | 0 | 0.0064927 | 0.0098937 | 0 | 0 | 0.0066226 | 0.010092 | 0 | 0 | 0.006755 | 0.010293 | 0 | 0 | 0.0068901 | 0.010499 | 0 | 0 | 0.0070279 | 0.010709 | 0 | 0 | 0.0071685 | 0.010923 | 0 | 0 | 0.0073119 | 0.011142 | 0 | 0 | 0.0074581 | 0.011365 | 0 | 0 | 0.0076073 | 0.011592 | 0 | 0 | 0.0077594 | 0.011824 | 0 | 0 | 0.0079146 | 0.01206 | 0 | 0 | 0.0080729 | 0.012302 | 0 | 0 | 0.0082344 | 0.012548 | 0 | 0 | 0.008399 | 0.012799 | 0 | 0 | 0.008567 | 0.013055 | 0 | 0 | 0.0087384 | 0.013316 | 0 | 0 | 0.0089131 | 0.013582 | 0 | 0 | 0.0090914 | 0.013854 | 0 | 0 | 0.0092732 | 0.014131 | 0 | 0 | 0.0094587 | 0.014413 | 0 | 0 | 0.0096479 | 0.014702 | 0 | 0 | 0.0098408 | 0.014996 | 0 | 0 | 0.010024 | 0.015275 | 0 | 0 | 0.010212 | 0.015561 | 0 | 0 | 0.010399 | 0.015846 | 0
T&D ($/annual kWh) | 0 | 24-RTS-Retail–Small-OFF_EQ | 10 | TD:0:24-RTS-Retail–Small-OFF_EQ:10 | 0 | 0.0072128 | 0.010991 | 0 | 0 | 0.007357 | 0.011211 | 0 | 0 | 0.0075041 | 0.011435 | 0 | 0 | 0.0076542 | 0.011664 | 0 | 0 | 0.0078073 | 0.011897 | 0 | 0 | 0.0079635 | 0.012135 | 0 | 0 | 0.0081227 | 0.012377 | 0 | 0 | 0.0082852 | 0.012625 | 0 | 0 | 0.0084509 | 0.012878 | 0 | 0 | 0.0086199 | 0.013135 | 0 | 0 | 0.0087923 | 0.013398 | 0 | 0 | 0.0089682 | 0.013666 | 0 | 0 | 0.0091475 | 0.013939 | 0 | 0 | 0.0093305 | 0.014218 | 0 | 0 | 0.0095171 | 0.014502 | 0 | 0 | 0.0097074 | 0.014792 | 0 | 0 | 0.0099016 | 0.015088 | 0 | 0 | 0.0101 | 0.01539 | 0 | 0 | 0.010302 | 0.015698 | 0 | 0 | 0.010508 | 0.016012 | 0 | 0 | 0.010718 | 0.016332 | 0 | 0 | 0.010932 | 0.016658 | 0 | 0 | 0.011136 | 0.016969 | 0 | 0 | 0.011344 | 0.017286 | 0 | 0 | 0.011552 | 0.017604 | 0
T&D ($/annual kWh) | 0 | 24-RTS-Retail–Small-OFF_EQ | 14 | TD:0:24-RTS-Retail–Small-OFF_EQ:14 | 0 | 0.0072581 | 0.01106 | 0 | 0 | 0.0074032 | 0.011281 | 0 | 0 | 0.0075513 | 0.011507 | 0 | 0 | 0.0077023 | 0.011737 | 0 | 0 | 0.0078564 | 0.011972 | 0 | 0 | 0.0080135 | 0.012211 | 0 | 0 | 0.0081738 | 0.012455 | 0 | 0 | 0.0083372 | 0.012704 | 0 | 0 | 0.008504 | 0.012958 | 0 | 0 | 0.0086741 | 0.013218 | 0 | 0 | 0.0088475 | 0.013482 | 0 | 0 | 0.0090245 | 0.013752 | 0 | 0 | 0.009205 | 0.014027 | 0 | 0 | 0.0093891 | 0.014307 | 0 | 0 | 0.0095769 | 0.014593 | 0 | 0 | 0.0097684 | 0.014885 | 0 | 0 | 0.0099638 | 0.015183 | 0 | 0 | 0.010163 | 0.015487 | 0 | 0 | 0.010366 | 0.015796 | 0 | 0 | 0.010574 | 0.016112 | 0 | 0 | 0.010785 | 0.016434 | 0 | 0 | 0.011001 | 0.016763 | 0 | 0 | 0.011206 | 0.017076 | 0 | 0 | 0.011415 | 0.017395 | 0 | 0 | 0.011625 | 0.017714 | 0
T&D ($/annual kWh) | 0 | 24-RTS-Retail–Small-OFF_EQ | 15 | TD:0:24-RTS-Retail–Small-OFF_EQ:15 | 0 | 0.0072484 | 0.011045 | 0 | 0 | 0.0073934 | 0.011265 | 0 | 0 | 0.0075413 | 0.011491 | 0 | 0 | 0.0076921 | 0.011721 | 0 | 0 | 0.0078459 | 0.011955 | 0 | 0 | 0.0080029 | 0.012194 | 0 | 0 | 0.0081629 | 0.012438 | 0 | 0 | 0.0083262 | 0.012687 | 0 | 0 | 0.0084927 | 0.01294 | 0 | 0 | 0.0086625 | 0.013199 | 0 | 0 | 0.0088358 | 0.013463 | 0 | 0 | 0.0090125 | 0.013733 | 0 | 0 | 0.0091928 | 0.014007 | 0 | 0 | 0.0093766 | 0.014287 | 0 | 0 | 0.0095641 | 0.014573 | 0 | 0 | 0.0097554 | 0.014865 | 0 | 0 | 0.0099505 | 0.015162 | 0 | 0 | 0.01015 | 0.015465 | 0 | 0 | 0.010353 | 0.015774 | 0 | 0 | 0.01056 | 0.01609 | 0 | 0 | 0.010771 | 0.016412 | 0 | 0 | 0.010986 | 0.01674 | 0 | 0 | 0.011191 | 0.017052 | 0 | 0 | 0.0114 | 0.017371 | 0 | 0 | 0.01161 | 0.01769 | 0
T&D ($/annual kWh) | 0 | 24-RTS-Retail–Small-OFF_EQ | SYSTEM | TD:0:24-RTS-Retail–Small-OFF_EQ:SYSTEM | 0 | 0.0064927 | 0.0098937 | 0 | 0 | 0.0066226 | 0.010092 | 0 | 0 | 0.006755 | 0.010293 | 0 | 0 | 0.0068901 | 0.010499 | 0 | 0 | 0.0070279 | 0.010709 | 0 | 0 | 0.0071685 | 0.010923 | 0 | 0 | 0.0073119 | 0.011142 | 0 | 0 | 0.0074581 | 0.011365 | 0 | 0 | 0.0076073 | 0.011592 | 0 | 0 | 0.0077594 | 0.011824 | 0 | 0 | 0.0079146 | 0.01206 | 0 | 0 | 0.0080729 | 0.012302 | 0 | 0 | 0.0082344 | 0.012548 | 0 | 0 | 0.008399 | 0.012799 | 0 | 0 | 0.008567 | 0.013055 | 0 | 0 | 0.0087384 | 0.013316 | 0 | 0 | 0.0089131 | 0.013582 | 0 | 0 | 0.0090914 | 0.013854 | 0 | 0 | 0.0092732 | 0.014131 | 0 | 0 | 0.0094587 | 0.014413 | 0 | 0 | 0.0096479 | 0.014702 | 0 | 0 | 0.0098408 | 0.014996 | 0 | 0 | 0.010024 | 0.015275 | 0 | 0 | 0.010212 | 0.015561 | 0 | 0 | 0.010399 | 0.015846 | 0
T&D ($/annual kWh) | 0 | 24-RTS-Retail–Small-LIT_EXT | 7 | TD:0:24-RTS-Retail–Small-LIT_EXT:7 | 0 | 0.00042345 | 0.00064526 | 0 | 0 | 0.00043192 | 0.00065816 | 0 | 0 | 0.00044056 | 0.00067132 | 0 | 0 | 0.00044937 | 0.00068475 | 0 | 0 | 0.00045835 | 0.00069844 | 0 | 0 | 0.00046752 | 0.00071241 | 0 | 0 | 0.00047687 | 0.00072666 | 0 | 0 | 0.00048641 | 0.0007412 | 0 | 0 | 0.00049614 | 0.00075602 | 0 | 0 | 0.00050606 | 0.00077114 | 0 | 0 | 0.00051618 | 0.00078656 | 0 | 0 | 0.00052651 | 0.00080229 | 0 | 0 | 0.00053704 | 0.00081834 | 0 | 0 | 0.00054778 | 0.00083471 | 0 | 0 | 0.00055873 | 0.0008514 | 0 | 0 | 0.00056991 | 0.00086843 | 0 | 0 | 0.0005813 | 0.0008858 | 0 | 0 | 0.00059293 | 0.00090351 | 0 | 0 | 0.00060479 | 0.00092158 | 0 | 0 | 0.00061688 | 0.00094001 | 0 | 0 | 0.00062922 | 0.00095882 | 0 | 0 | 0.00064181 | 0.00097799 | 0 | 0 | 0.00065378 | 0.00099624 | 0 | 0 | 0.000666 | 0.0010149 | 0 | 0 | 0.00067822 | 0.0010335 | 0
T&D ($/annual kWh) | 0 | 24-RTS-Retail–Small-LIT_EXT | 10 | TD:0:24-RTS-Retail–Small-LIT_EXT:10 | 0 | 0.00046962 | 0.00071562 | 0 | 0 | 0.00047902 | 0.00072993 | 0 | 0 | 0.0004886 | 0.00074453 | 0 | 0 | 0.00049837 | 0.00075942 | 0 | 0 | 0.00050834 | 0.00077461 | 0 | 0 | 0.0005185 | 0.0007901 | 0 | 0 | 0.00052887 | 0.0008059 | 0 | 0 | 0.00053945 | 0.00082202 | 0 | 0 | 0.00055024 | 0.00083846 | 0 | 0 | 0.00056125 | 0.00085523 | 0 | 0 | 0.00057247 | 0.00087234 | 0 | 0 | 0.00058392 | 0.00088978 | 0 | 0 | 0.0005956 | 0.00090758 | 0 | 0 | 0.00060751 | 0.00092573 | 0 | 0 | 0.00061966 | 0.00094424 | 0 | 0 | 0.00063205 | 0.00096313 | 0 | 0 | 0.00064469 | 0.00098239 | 0 | 0 | 0.00065759 | 0.001002 | 0 | 0 | 0.00067074 | 0.0010221 | 0 | 0 | 0.00068415 | 0.0010425 | 0 | 0 | 0.00069784 | 0.0010634 | 0 | 0 | 0.00071179 | 0.0010846 | 0 | 0 | 0.00072508 | 0.0011049 | 0 | 0 | 0.00073863 | 0.0011255 | 0 | 0 | 0.00075218 | 0.0011462 | 0
T&D ($/annual kWh) | 0 | 24-RTS-Retail–Small-LIT_EXT | 14 | TD:0:24-RTS-Retail–Small-LIT_EXT:14 | 0 | 0.00047253 | 0.00072005 | 0 | 0 | 0.00048198 | 0.00073445 | 0 | 0 | 0.00049162 | 0.00074914 | 0 | 0 | 0.00050145 | 0.00076412 | 0 | 0 | 0.00051148 | 0.0007794 | 0 | 0 | 0.00052171 | 0.00079499 | 0 | 0 | 0.00053215 | 0.00081089 | 0 | 0 | 0.00054279 | 0.00082711 | 0 | 0 | 0.00055364 | 0.00084365 | 0 | 0 | 0.00056472 | 0.00086052 | 0 | 0 | 0.00057601 | 0.00087773 | 0 | 0 | 0.00058753 | 0.00089529 | 0 | 0 | 0.00059928 | 0.00091319 | 0 | 0 | 0.00061127 | 0.00093146 | 0 | 0 | 0.00062349 | 0.00095009 | 0 | 0 | 0.00063596 | 0.00096909 | 0 | 0 | 0.00064868 | 0.00098847 | 0 | 0 | 0.00066166 | 0.0010082 | 0 | 0 | 0.00067489 | 0.0010284 | 0 | 0 | 0.00068839 | 0.001049 | 0 | 0 | 0.00070216 | 0.00107 | 0 | 0 | 0.0007162 | 0.0010914 | 0 | 0 | 0.00072956 | 0.0011117 | 0 | 0 | 0.0007432 | 0.0011325 | 0 | 0 | 0.00075683 | 0.0011533 | 0
T&D ($/annual kWh) | 0 | 24-RTS-Retail–Small-LIT_EXT | 15 | TD:0:24-RTS-Retail–Small-LIT_EXT:15 | 0 | 0.00052783 | 0.00080265 | 0 | 0 | 0.00053838 | 0.0008187 | 0 | 0 | 0.00054915 | 0.00083508 | 0 | 0 | 0.00056013 | 0.00085178 | 0 | 0 | 0.00057134 | 0.00086881 | 0 | 0 | 0.00058276 | 0.00088619 | 0 | 0 | 0.00059442 | 0.00090391 | 0 | 0 | 0.00060631 | 0.00092199 | 0 | 0 | 0.00061843 | 0.00094043 | 0 | 0 | 0.0006308 | 0.00095924 | 0 | 0 | 0.00064342 | 0.00097842 | 0 | 0 | 0.00065629 | 0.00099799 | 0 | 0 | 0.00066941 | 0.001018 | 0 | 0 | 0.0006828 | 0.0010383 | 0 | 0 | 0.00069646 | 0.0010591 | 0 | 0 | 0.00071039 | 0.0010803 | 0 | 0 | 0.00072459 | 0.0011019 | 0 | 0 | 0.00073909 | 0.0011239 | 0 | 0 | 0.00075387 | 0.0011464 | 0 | 0 | 0.00076894 | 0.0011693 | 0 | 0 | 0.00078432 | 0.0011927 | 0 | 0 | 0.00080001 | 0.0012165 | 0 | 0 | 0.00081494 | 0.0012392 | 0 | 0 | 0.00083017 | 0.0012624 | 0 | 0 | 0.0008454 | 0.0012856 | 0
T&D ($/annual kWh) | 0 | 24-RTS-Retail–Small-LIT_EXT | SYSTEM | TD:0:24-RTS-Retail–Small-LIT_EXT:SYSTEM | 0 | 0.00042345 | 0.00064526 | 0 | 0 | 0.00043192 | 0.00065816 | 0 | 0 | 0.00044056 | 0.00067132 | 0 | 0 | 0.00044937 | 0.00068475 | 0 | 0 | 0.00045835 | 0.00069844 | 0 | 0 | 0.00046752 | 0.00071241 | 0 | 0 | 0.00047687 | 0.00072666 | 0 | 0 | 0.00048641 | 0.0007412 | 0 | 0 | 0.00049614 | 0.00075602 | 0 | 0 | 0.00050606 | 0.00077114 | 0 | 0 | 0.00051618 | 0.00078656 | 0 | 0 | 0.00052651 | 0.00080229 | 0 | 0 | 0.00053704 | 0.00081834 | 0 | 0 | 0.00054778 | 0.00083471 | 0 | 0 | 0.00055873 | 0.0008514 | 0 | 0 | 0.00056991 | 0.00086843 | 0 | 0 | 0.0005813 | 0.0008858 | 0 | 0 | 0.00059293 | 0.00090351 | 0 | 0 | 0.00060479 | 0.00092158 | 0 | 0 | 0.00061688 | 0.00094001 | 0 | 0 | 0.00062922 | 0.00095882 | 0 | 0 | 0.00064181 | 0.00097799 | 0 | 0 | 0.00065378 | 0.00099624 | 0 | 0 | 0.000666 | 0.0010149 | 0 | 0 | 0.00067822 | 0.0010335 | 0
T&D ($/annual kWh) | 0 | 24-RTS-Retail–Small-REFG | 7 | TD:0:24-RTS-Retail–Small-REFG:7 | 0 | 0.0051915 | 0.0079109 | 0 | 0 | 0.0052954 | 0.0080691 | 0 | 0 | 0.0054013 | 0.0082305 | 0 | 0 | 0.0055093 | 0.0083951 | 0 | 0 | 0.0056195 | 0.008563 | 0 | 0 | 0.0057319 | 0.0087343 | 0 | 0 | 0.0058465 | 0.008909 | 0 | 0 | 0.0059634 | 0.0090872 | 0 | 0 | 0.0060827 | 0.0092689 | 0 | 0 | 0.0062044 | 0.0094543 | 0 | 0 | 0.0063285 | 0.0096434 | 0 | 0 | 0.006455 | 0.0098362 | 0 | 0 | 0.0065841 | 0.010033 | 0 | 0 | 0.0067158 | 0.010234 | 0 | 0 | 0.0068501 | 0.010438 | 0 | 0 | 0.0069871 | 0.010647 | 0 | 0 | 0.0071269 | 0.01086 | 0 | 0 | 0.0072694 | 0.011077 | 0 | 0 | 0.0074148 | 0.011299 | 0 | 0 | 0.0075631 | 0.011525 | 0 | 0 | 0.0077144 | 0.011755 | 0 | 0 | 0.0078686 | 0.01199 | 0 | 0 | 0.0080155 | 0.012214 | 0 | 0 | 0.0081653 | 0.012442 | 0 | 0 | 0.0083151 | 0.012671 | 0
T&D ($/annual kWh) | 0 | 24-RTS-Retail–Small-REFG | 10 | TD:0:24-RTS-Retail–Small-REFG:10 | 0 | 0.0056757 | 0.0086487 | 0 | 0 | 0.0057893 | 0.0088217 | 0 | 0 | 0.005905 | 0.0089982 | 0 | 0 | 0.0060231 | 0.0091781 | 0 | 0 | 0.0061436 | 0.0093617 | 0 | 0 | 0.0062665 | 0.0095489 | 0 | 0 | 0.0063918 | 0.0097399 | 0 | 0 | 0.0065196 | 0.0099347 | 0 | 0 | 0.00665 | 0.010133 | 0 | 0 | 0.006783 | 0.010336 | 0 | 0 | 0.0069187 | 0.010543 | 0 | 0 | 0.0070571 | 0.010754 | 0 | 0 | 0.0071982 | 0.010969 | 0 | 0 | 0.0073422 | 0.011188 | 0 | 0 | 0.007489 | 0.011412 | 0 | 0 | 0.0076388 | 0.01164 | 0 | 0 | 0.0077916 | 0.011873 | 0 | 0 | 0.0079474 | 0.01211 | 0 | 0 | 0.0081064 | 0.012353 | 0 | 0 | 0.0082685 | 0.0126 | 0 | 0 | 0.0084339 | 0.012852 | 0 | 0 | 0.0086025 | 0.013109 | 0 | 0 | 0.008763 | 0.013353 | 0 | 0 | 0.0089268 | 0.013603 | 0 | 0 | 0.0090906 | 0.013852 | 0
T&D ($/annual kWh) | 0 | 24-RTS-Retail–Small-REFG | 14 | TD:0:24-RTS-Retail–Small-REFG:14 | 0 | 0.0057062 | 0.0086952 | 0 | 0 | 0.0058203 | 0.0088691 | 0 | 0 | 0.0059367 | 0.0090465 | 0 | 0 | 0.0060555 | 0.0092274 | 0 | 0 | 0.0061766 | 0.0094119 | 0 | 0 | 0.0063001 | 0.0096002 | 0 | 0 | 0.0064261 | 0.0097922 | 0 | 0 | 0.0065546 | 0.009988 | 0 | 0 | 0.0066857 | 0.010188 | 0 | 0 | 0.0068194 | 0.010392 | 0 | 0 | 0.0069558 | 0.010599 | 0 | 0 | 0.007095 | 0.010811 | 0 | 0 | 0.0072369 | 0.011028 | 0 | 0 | 0.0073816 | 0.011248 | 0 | 0 | 0.0075292 | 0.011473 | 0 | 0 | 0.0076798 | 0.011703 | 0 | 0 | 0.0078334 | 0.011937 | 0 | 0 | 0.0079901 | 0.012175 | 0 | 0 | 0.0081499 | 0.012419 | 0 | 0 | 0.0083129 | 0.012667 | 0 | 0 | 0.0084791 | 0.012921 | 0 | 0 | 0.0086487 | 0.013179 | 0 | 0 | 0.0088101 | 0.013425 | 0 | 0 | 0.0089747 | 0.013676 | 0 | 0 | 0.0091394 | 0.013927 | 0
T&D ($/annual kWh) | 0 | 24-RTS-Retail–Small-REFG | 15 | TD:0:24-RTS-Retail–Small-REFG:15 | 0 | 0.005702 | 0.0086878 | 0 | 0 | 0.005816 | 0.0088616 | 0 | 0 | 0.0059323 | 0.0090388 | 0 | 0 | 0.006051 | 0.0092196 | 0 | 0 | 0.006172 | 0.009404 | 0 | 0 | 0.0062954 | 0.0095921 | 0 | 0 | 0.0064214 | 0.0097839 | 0 | 0 | 0.0065498 | 0.0099796 | 0 | 0 | 0.0066808 | 0.010179 | 0 | 0 | 0.0068144 | 0.010383 | 0 | 0 | 0.0069507 | 0.01059 | 0 | 0 | 0.0070897 | 0.010802 | 0 | 0 | 0.0072315 | 0.011018 | 0 | 0 | 0.0073761 | 0.011239 | 0 | 0 | 0.0075236 | 0.011463 | 0 | 0 | 0.0076741 | 0.011693 | 0 | 0 | 0.0078276 | 0.011927 | 0 | 0 | 0.0079841 | 0.012165 | 0 | 0 | 0.0081438 | 0.012408 | 0 | 0 | 0.0083067 | 0.012657 | 0 | 0 | 0.0084728 | 0.01291 | 0 | 0 | 0.0086423 | 0.013168 | 0 | 0 | 0.0088036 | 0.013414 | 0 | 0 | 0.0089681 | 0.013664 | 0 | 0 | 0.0091326 | 0.013915 | 0
T&D ($/annual kWh) | 0 | 24-RTS-Retail–Small-REFG | SYSTEM | TD:0:24-RTS-Retail–Small-REFG:SYSTEM | 0 | 0.0051915 | 0.0079109 | 0 | 0 | 0.0052954 | 0.0080691 | 0 | 0 | 0.0054013 | 0.0082305 | 0 | 0 | 0.0055093 | 0.0083951 | 0 | 0 | 0.0056195 | 0.008563 | 0 | 0 | 0.0057319 | 0.0087343 | 0 | 0 | 0.0058465 | 0.008909 | 0 | 0 | 0.0059634 | 0.0090872 | 0 | 0 | 0.0060827 | 0.0092689 | 0 | 0 | 0.0062044 | 0.0094543 | 0 | 0 | 0.0063285 | 0.0096434 | 0 | 0 | 0.006455 | 0.0098362 | 0 | 0 | 0.0065841 | 0.010033 | 0 | 0 | 0.0067158 | 0.010234 | 0 | 0 | 0.0068501 | 0.010438 | 0 | 0 | 0.0069871 | 0.010647 | 0 | 0 | 0.0071269 | 0.01086 | 0 | 0 | 0.0072694 | 0.011077 | 0 | 0 | 0.0074148 | 0.011299 | 0 | 0 | 0.0075631 | 0.011525 | 0 | 0 | 0.0077144 | 0.011755 | 0 | 0 | 0.0078686 | 0.01199 | 0 | 0 | 0.0080155 | 0.012214 | 0 | 0 | 0.0081653 | 0.012442 | 0 | 0 | 0.0083151 | 0.012671 | 0
T&D ($/annual kWh) | 0 | 24-RTS-Retail–Small-VENT | 7 | TD:0:24-RTS-Retail–Small-VENT:7 | 0 | 0.0080429 | 0.012256 | 0 | 0 | 0.0082037 | 0.012501 | 0 | 0 | 0.0083678 | 0.012751 | 0 | 0 | 0.0085351 | 0.013006 | 0 | 0 | 0.0087058 | 0.013266 | 0 | 0 | 0.00888 | 0.013531 | 0 | 0 | 0.0090576 | 0.013802 | 0 | 0 | 0.0092387 | 0.014078 | 0 | 0 | 0.0094235 | 0.01436 | 0 | 0 | 0.009612 | 0.014647 | 0 | 0 | 0.0098042 | 0.01494 | 0 | 0 | 0.01 | 0.015239 | 0 | 0 | 0.0102 | 0.015543 | 0 | 0 | 0.010404 | 0.015854 | 0 | 0 | 0.010612 | 0.016171 | 0 | 0 | 0.010825 | 0.016495 | 0 | 0 | 0.011041 | 0.016825 | 0 | 0 | 0.011262 | 0.017161 | 0 | 0 | 0.011487 | 0.017504 | 0 | 0 | 0.011717 | 0.017854 | 0 | 0 | 0.011951 | 0.018211 | 0 | 0 | 0.01219 | 0.018576 | 0 | 0 | 0.012418 | 0.018922 | 0 | 0 | 0.01265 | 0.019276 | 0 | 0 | 0.012882 | 0.01963 | 0
T&D ($/annual kWh) | 0 | 24-RTS-Retail–Small-VENT | 10 | TD:0:24-RTS-Retail–Small-VENT:10 | 0 | 0.0091046 | 0.013874 | 0 | 0 | 0.0092867 | 0.014151 | 0 | 0 | 0.0094724 | 0.014434 | 0 | 0 | 0.0096619 | 0.014723 | 0 | 0 | 0.0098551 | 0.015017 | 0 | 0 | 0.010052 | 0.015318 | 0 | 0 | 0.010253 | 0.015624 | 0 | 0 | 0.010458 | 0.015936 | 0 | 0 | 0.010667 | 0.016255 | 0 | 0 | 0.010881 | 0.01658 | 0 | 0 | 0.011098 | 0.016912 | 0 | 0 | 0.01132 | 0.01725 | 0 | 0 | 0.011547 | 0.017595 | 0 | 0 | 0.011778 | 0.017947 | 0 | 0 | 0.012013 | 0.018306 | 0 | 0 | 0.012254 | 0.018672 | 0 | 0 | 0.012499 | 0.019046 | 0 | 0 | 0.012749 | 0.019427 | 0 | 0 | 0.013004 | 0.019815 | 0 | 0 | 0.013264 | 0.020211 | 0 | 0 | 0.013529 | 0.020616 | 0 | 0 | 0.0138 | 0.021028 | 0 | 0 | 0.014057 | 0.02142 | 0 | 0 | 0.01432 | 0.021821 | 0 | 0 | 0.014582 | 0.022221 | 0
T&D ($/annual kWh) | 0 | 24-RTS-Retail–Small-VENT | 14 | TD:0:24-RTS-Retail–Small-VENT:14 | 0 | 0.0091714 | 0.013975 | 0 | 0 | 0.0093548 | 0.014255 | 0 | 0 | 0.0095419 | 0.01454 | 0 | 0 | 0.0097328 | 0.014831 | 0 | 0 | 0.0099274 | 0.015128 | 0 | 0 | 0.010126 | 0.01543 | 0 | 0 | 0.010329 | 0.015739 | 0 | 0 | 0.010535 | 0.016053 | 0 | 0 | 0.010746 | 0.016375 | 0 | 0 | 0.010961 | 0.016702 | 0 | 0 | 0.01118 | 0.017036 | 0 | 0 | 0.011403 | 0.017377 | 0 | 0 | 0.011632 | 0.017724 | 0 | 0 | 0.011864 | 0.018079 | 0 | 0 | 0.012101 | 0.01844 | 0 | 0 | 0.012344 | 0.018809 | 0 | 0 | 0.01259 | 0.019185 | 0 | 0 | 0.012842 | 0.019569 | 0 | 0 | 0.013099 | 0.01996 | 0 | 0 | 0.013361 | 0.02036 | 0 | 0 | 0.013628 | 0.020767 | 0 | 0 | 0.013901 | 0.021182 | 0 | 0 | 0.01416 | 0.021577 | 0 | 0 | 0.014425 | 0.021981 | 0 | 0 | 0.014689 | 0.022384 | 0
T&D ($/annual kWh) | 0 | 24-RTS-Retail–Small-VENT | 15 | TD:0:24-RTS-Retail–Small-VENT:15 | 0 | 0.0091748 | 0.01398 | 0 | 0 | 0.0093582 | 0.014259 | 0 | 0 | 0.0095454 | 0.014545 | 0 | 0 | 0.0097363 | 0.014836 | 0 | 0 | 0.009931 | 0.015132 | 0 | 0 | 0.01013 | 0.015435 | 0 | 0 | 0.010332 | 0.015744 | 0 | 0 | 0.010539 | 0.016058 | 0 | 0 | 0.01075 | 0.01638 | 0 | 0 | 0.010965 | 0.016707 | 0 | 0 | 0.011184 | 0.017041 | 0 | 0 | 0.011408 | 0.017382 | 0 | 0 | 0.011636 | 0.01773 | 0 | 0 | 0.011869 | 0.018084 | 0 | 0 | 0.012106 | 0.018446 | 0 | 0 | 0.012348 | 0.018815 | 0 | 0 | 0.012595 | 0.019191 | 0 | 0 | 0.012847 | 0.019575 | 0 | 0 | 0.013104 | 0.019967 | 0 | 0 | 0.013366 | 0.020366 | 0 | 0 | 0.013633 | 0.020773 | 0 | 0 | 0.013906 | 0.021189 | 0 | 0 | 0.014165 | 0.021584 | 0 | 0 | 0.01443 | 0.021988 | 0 | 0 | 0.014695 | 0.022391 | 0
T&D ($/annual kWh) | 0 | 24-RTS-Retail–Small-VENT | SYSTEM | TD:0:24-RTS-Retail–Small-VENT:SYSTEM | 0 | 0.0080429 | 0.012256 | 0 | 0 | 0.0082037 | 0.012501 | 0 | 0 | 0.0083678 | 0.012751 | 0 | 0 | 0.0085351 | 0.013006 | 0 | 0 | 0.0087058 | 0.013266 | 0 | 0 | 0.00888 | 0.013531 | 0 | 0 | 0.0090576 | 0.013802 | 0 | 0 | 0.0092387 | 0.014078 | 0 | 0 | 0.0094235 | 0.01436 | 0 | 0 | 0.009612 | 0.014647 | 0 | 0 | 0.0098042 | 0.01494 | 0 | 0 | 0.01 | 0.015239 | 0 | 0 | 0.0102 | 0.015543 | 0 | 0 | 0.010404 | 0.015854 | 0 | 0 | 0.010612 | 0.016171 | 0 | 0 | 0.010825 | 0.016495 | 0 | 0 | 0.011041 | 0.016825 | 0 | 0 | 0.011262 | 0.017161 | 0 | 0 | 0.011487 | 0.017504 | 0 | 0 | 0.011717 | 0.017854 | 0 | 0 | 0.011951 | 0.018211 | 0 | 0 | 0.01219 | 0.018576 | 0 | 0 | 0.012418 | 0.018922 | 0 | 0 | 0.01265 | 0.019276 | 0 | 0 | 0.012882 | 0.01963 | 0
T&D ($/annual kWh) | 0 | 25-SCN-Storage–Conditioned-Cooling | 7 | TD:0:25-SCN-Storage–Conditioned-Cooling:7 | 0 | 0.010218 | 0.01557 | 0 | 0 | 0.010422 | 0.015882 | 0 | 0 | 0.010631 | 0.016199 | 0 | 0 | 0.010843 | 0.016523 | 0 | 0 | 0.01106 | 0.016854 | 0 | 0 | 0.011281 | 0.017191 | 0 | 0 | 0.011507 | 0.017535 | 0 | 0 | 0.011737 | 0.017885 | 0 | 0 | 0.011972 | 0.018243 | 0 | 0 | 0.012211 | 0.018608 | 0 | 0 | 0.012456 | 0.01898 | 0 | 0 | 0.012705 | 0.01936 | 0 | 0 | 0.012959 | 0.019747 | 0 | 0 | 0.013218 | 0.020142 | 0 | 0 | 0.013482 | 0.020545 | 0 | 0 | 0.013752 | 0.020955 | 0 | 0 | 0.014027 | 0.021375 | 0 | 0 | 0.014308 | 0.021802 | 0 | 0 | 0.014594 | 0.022238 | 0 | 0 | 0.014886 | 0.022683 | 0 | 0 | 0.015183 | 0.023136 | 0 | 0 | 0.015487 | 0.023599 | 0 | 0 | 0.015776 | 0.02404 | 0 | 0 | 0.016071 | 0.024489 | 0 | 0 | 0.016366 | 0.024938 | 0
T&D ($/annual kWh) | 0 | 25-SCN-Storage–Conditioned-Cooling | 10 | TD:0:25-SCN-Storage–Conditioned-Cooling:10 | 0 | 0.010083 | 0.015365 | 0 | 0 | 0.010285 | 0.015672 | 0 | 0 | 0.01049 | 0.015985 | 0 | 0 | 0.0107 | 0.016305 | 0 | 0 | 0.010914 | 0.016631 | 0 | 0 | 0.011133 | 0.016964 | 0 | 0 | 0.011355 | 0.017303 | 0 | 0 | 0.011582 | 0.017649 | 0 | 0 | 0.011814 | 0.018002 | 0 | 0 | 0.01205 | 0.018362 | 0 | 0 | 0.012291 | 0.01873 | 0 | 0 | 0.012537 | 0.019104 | 0 | 0 | 0.012788 | 0.019486 | 0 | 0 | 0.013044 | 0.019876 | 0 | 0 | 0.013304 | 0.020273 | 0 | 0 | 0.013571 | 0.020679 | 0 | 0 | 0.013842 | 0.021092 | 0 | 0 | 0.014119 | 0.021514 | 0 | 0 | 0.014401 | 0.021945 | 0 | 0 | 0.014689 | 0.022383 | 0 | 0 | 0.014983 | 0.022831 | 0 | 0 | 0.015283 | 0.023288 | 0 | 0 | 0.015568 | 0.023722 | 0 | 0 | 0.015859 | 0.024166 | 0 | 0 | 0.01615 | 0.024609 | 0
T&D ($/annual kWh) | 0 | 25-SCN-Storage–Conditioned-Cooling | 14 | TD:0:25-SCN-Storage–Conditioned-Cooling:14 | 0 | 0.010075 | 0.015352 | 0 | 0 | 0.010276 | 0.015659 | 0 | 0 | 0.010482 | 0.015972 | 0 | 0 | 0.010691 | 0.016291 | 0 | 0 | 0.010905 | 0.016617 | 0 | 0 | 0.011123 | 0.01695 | 0 | 0 | 0.011346 | 0.017289 | 0 | 0 | 0.011573 | 0.017634 | 0 | 0 | 0.011804 | 0.017987 | 0 | 0 | 0.01204 | 0.018347 | 0 | 0 | 0.012281 | 0.018714 | 0 | 0 | 0.012527 | 0.019088 | 0 | 0 | 0.012777 | 0.01947 | 0 | 0 | 0.013033 | 0.019859 | 0 | 0 | 0.013293 | 0.020256 | 0 | 0 | 0.013559 | 0.020661 | 0 | 0 | 0.01383 | 0.021075 | 0 | 0 | 0.014107 | 0.021496 | 0 | 0 | 0.014389 | 0.021926 | 0 | 0 | 0.014677 | 0.022365 | 0 | 0 | 0.01497 | 0.022812 | 0 | 0 | 0.01527 | 0.023268 | 0 | 0 | 0.015555 | 0.023702 | 0 | 0 | 0.015845 | 0.024145 | 0 | 0 | 0.016136 | 0.024588 | 0
T&D ($/annual kWh) | 0 | 25-SCN-Storage–Conditioned-Cooling | 15 | TD:0:25-SCN-Storage–Conditioned-Cooling:15 | 0 | 0.0099217 | 0.015118 | 0 | 0 | 0.01012 | 0.01542 | 0 | 0 | 0.010323 | 0.015729 | 0 | 0 | 0.010529 | 0.016043 | 0 | 0 | 0.01074 | 0.016364 | 0 | 0 | 0.010954 | 0.016691 | 0 | 0 | 0.011173 | 0.017025 | 0 | 0 | 0.011397 | 0.017366 | 0 | 0 | 0.011625 | 0.017713 | 0 | 0 | 0.011857 | 0.018067 | 0 | 0 | 0.012095 | 0.018429 | 0 | 0 | 0.012336 | 0.018797 | 0 | 0 | 0.012583 | 0.019173 | 0 | 0 | 0.012835 | 0.019557 | 0 | 0 | 0.013091 | 0.019948 | 0 | 0 | 0.013353 | 0.020347 | 0 | 0 | 0.01362 | 0.020754 | 0 | 0 | 0.013893 | 0.021169 | 0 | 0 | 0.014171 | 0.021592 | 0 | 0 | 0.014454 | 0.022024 | 0 | 0 | 0.014743 | 0.022464 | 0 | 0 | 0.015038 | 0.022914 | 0 | 0 | 0.015319 | 0.023341 | 0 | 0 | 0.015605 | 0.023778 | 0 | 0 | 0.015891 | 0.024214 | 0
T&D ($/annual kWh) | 0 | 25-SCN-Storage–Conditioned-Cooling | SYSTEM | TD:0:25-SCN-Storage–Conditioned-Cooling:SYSTEM | 0 | 0.0099217 | 0.015118 | 0 | 0 | 0.01012 | 0.01542 | 0 | 0 | 0.010323 | 0.015729 | 0 | 0 | 0.010529 | 0.016043 | 0 | 0 | 0.01074 | 0.016364 | 0 | 0 | 0.010954 | 0.016691 | 0 | 0 | 0.011173 | 0.017025 | 0 | 0 | 0.011397 | 0.017366 | 0 | 0 | 0.011625 | 0.017713 | 0 | 0 | 0.011857 | 0.018067 | 0 | 0 | 0.012095 | 0.018429 | 0 | 0 | 0.012336 | 0.018797 | 0 | 0 | 0.012583 | 0.019173 | 0 | 0 | 0.012835 | 0.019557 | 0 | 0 | 0.013091 | 0.019948 | 0 | 0 | 0.013353 | 0.020347 | 0 | 0 | 0.01362 | 0.020754 | 0 | 0 | 0.013893 | 0.021169 | 0 | 0 | 0.014171 | 0.021592 | 0 | 0 | 0.014454 | 0.022024 | 0 | 0 | 0.014743 | 0.022464 | 0 | 0 | 0.015038 | 0.022914 | 0 | 0 | 0.015319 | 0.023341 | 0 | 0 | 0.015605 | 0.023778 | 0 | 0 | 0.015891 | 0.024214 | 0
T&D ($/annual kWh) | 0 | 25-SCN-Storage–Conditioned-Exit | 7 | TD:0:25-SCN-Storage–Conditioned-Exit:7 | 0 | 0.0044745 | 0.0068183 | 0 | 0 | 0.004564 | 0.0069546 | 0 | 0 | 0.0046553 | 0.0070937 | 0 | 0 | 0.0047484 | 0.0072356 | 0 | 0 | 0.0048433 | 0.0073803 | 0 | 0 | 0.0049402 | 0.0075279 | 0 | 0 | 0.005039 | 0.0076785 | 0 | 0 | 0.0051398 | 0.007832 | 0 | 0 | 0.0052426 | 0.0079887 | 0 | 0 | 0.0053474 | 0.0081485 | 0 | 0 | 0.0054544 | 0.0083114 | 0 | 0 | 0.0055635 | 0.0084777 | 0 | 0 | 0.0056747 | 0.0086472 | 0 | 0 | 0.0057882 | 0.0088201 | 0 | 0 | 0.005904 | 0.0089966 | 0 | 0 | 0.0060221 | 0.0091765 | 0 | 0 | 0.0061425 | 0.00936 | 0 | 0 | 0.0062654 | 0.0095472 | 0 | 0 | 0.0063907 | 0.0097382 | 0 | 0 | 0.0065185 | 0.0099329 | 0 | 0 | 0.0066488 | 0.010132 | 0 | 0 | 0.0067818 | 0.010334 | 0 | 0 | 0.0069084 | 0.010527 | 0 | 0 | 0.0070375 | 0.010724 | 0 | 0 | 0.0071666 | 0.010921 | 0
T&D ($/annual kWh) | 0 | 25-SCN-Storage–Conditioned-Exit | 10 | TD:0:25-SCN-Storage–Conditioned-Exit:10 | 0 | 0.0048097 | 0.007329 | 0 | 0 | 0.0049059 | 0.0074756 | 0 | 0 | 0.005004 | 0.0076251 | 0 | 0 | 0.0051041 | 0.0077776 | 0 | 0 | 0.0052061 | 0.0079332 | 0 | 0 | 0.0053103 | 0.0080918 | 0 | 0 | 0.0054165 | 0.0082537 | 0 | 0 | 0.0055248 | 0.0084187 | 0 | 0 | 0.0056353 | 0.0085871 | 0 | 0 | 0.005748 | 0.0087588 | 0 | 0 | 0.005863 | 0.008934 | 0 | 0 | 0.0059802 | 0.0091127 | 0 | 0 | 0.0060998 | 0.009295 | 0 | 0 | 0.0062218 | 0.0094809 | 0 | 0 | 0.0063462 | 0.0096705 | 0 | 0 | 0.0064732 | 0.0098639 | 0 | 0 | 0.0066026 | 0.010061 | 0 | 0 | 0.0067347 | 0.010262 | 0 | 0 | 0.0068694 | 0.010468 | 0 | 0 | 0.0070068 | 0.010677 | 0 | 0 | 0.0071469 | 0.010891 | 0 | 0 | 0.0072898 | 0.011108 | 0 | 0 | 0.0074259 | 0.011316 | 0 | 0 | 0.0075647 | 0.011527 | 0 | 0 | 0.0077034 | 0.011739 | 0
T&D ($/annual kWh) | 0 | 25-SCN-Storage–Conditioned-Exit | 14 | TD:0:25-SCN-Storage–Conditioned-Exit:14 | 0 | 0.0048308 | 0.0073611 | 0 | 0 | 0.0049274 | 0.0075084 | 0 | 0 | 0.0050259 | 0.0076585 | 0 | 0 | 0.0051264 | 0.0078117 | 0 | 0 | 0.005229 | 0.0079679 | 0 | 0 | 0.0053335 | 0.0081273 | 0 | 0 | 0.0054402 | 0.0082898 | 0 | 0 | 0.005549 | 0.0084556 | 0 | 0 | 0.00566 | 0.0086248 | 0 | 0 | 0.0057732 | 0.0087973 | 0 | 0 | 0.0058887 | 0.0089732 | 0 | 0 | 0.0060064 | 0.0091527 | 0 | 0 | 0.0061266 | 0.0093357 | 0 | 0 | 0.0062491 | 0.0095224 | 0 | 0 | 0.0063741 | 0.0097129 | 0 | 0 | 0.0065016 | 0.0099071 | 0 | 0 | 0.0066316 | 0.010105 | 0 | 0 | 0.0067642 | 0.010307 | 0 | 0 | 0.0068995 | 0.010514 | 0 | 0 | 0.0070375 | 0.010724 | 0 | 0 | 0.0071782 | 0.010938 | 0 | 0 | 0.0073218 | 0.011157 | 0 | 0 | 0.0074584 | 0.011365 | 0 | 0 | 0.0075978 | 0.011578 | 0 | 0 | 0.0077372 | 0.01179 | 0
T&D ($/annual kWh) | 0 | 25-SCN-Storage–Conditioned-Exit | 15 | TD:0:25-SCN-Storage–Conditioned-Exit:15 | 0 | 0.0048222 | 0.0073473 | 0 | 0 | 0.0049187 | 0.0074943 | 0 | 0 | 0.0050171 | 0.0076441 | 0 | 0 | 0.0051174 | 0.007797 | 0 | 0 | 0.0052198 | 0.007953 | 0 | 0 | 0.0053242 | 0.008112 | 0 | 0 | 0.0054306 | 0.0082743 | 0 | 0 | 0.0055392 | 0.0084397 | 0 | 0 | 0.00565 | 0.0086085 | 0 | 0 | 0.005763 | 0.0087807 | 0 | 0 | 0.0058783 | 0.0089563 | 0 | 0 | 0.0059959 | 0.0091355 | 0 | 0 | 0.0061158 | 0.0093182 | 0 | 0 | 0.0062381 | 0.0095045 | 0 | 0 | 0.0063629 | 0.0096946 | 0 | 0 | 0.0064901 | 0.0098885 | 0 | 0 | 0.0066199 | 0.010086 | 0 | 0 | 0.0067523 | 0.010288 | 0 | 0 | 0.0068874 | 0.010494 | 0 | 0 | 0.0070251 | 0.010704 | 0 | 0 | 0.0071656 | 0.010918 | 0 | 0 | 0.0073089 | 0.011136 | 0 | 0 | 0.0074453 | 0.011344 | 0 | 0 | 0.0075844 | 0.011556 | 0 | 0 | 0.0077236 | 0.011768 | 0
T&D ($/annual kWh) | 0 | 25-SCN-Storage–Conditioned-Exit | SYSTEM | TD:0:25-SCN-Storage–Conditioned-Exit:SYSTEM | 0 | 0.0044745 | 0.0068183 | 0 | 0 | 0.004564 | 0.0069546 | 0 | 0 | 0.0046553 | 0.0070937 | 0 | 0 | 0.0047484 | 0.0072356 | 0 | 0 | 0.0048433 | 0.0073803 | 0 | 0 | 0.0049402 | 0.0075279 | 0 | 0 | 0.005039 | 0.0076785 | 0 | 0 | 0.0051398 | 0.007832 | 0 | 0 | 0.0052426 | 0.0079887 | 0 | 0 | 0.0053474 | 0.0081485 | 0 | 0 | 0.0054544 | 0.0083114 | 0 | 0 | 0.0055635 | 0.0084777 | 0 | 0 | 0.0056747 | 0.0086472 | 0 | 0 | 0.0057882 | 0.0088201 | 0 | 0 | 0.005904 | 0.0089966 | 0 | 0 | 0.0060221 | 0.0091765 | 0 | 0 | 0.0061425 | 0.00936 | 0 | 0 | 0.0062654 | 0.0095472 | 0 | 0 | 0.0063907 | 0.0097382 | 0 | 0 | 0.0065185 | 0.0099329 | 0 | 0 | 0.0066488 | 0.010132 | 0 | 0 | 0.0067818 | 0.010334 | 0 | 0 | 0.0069084 | 0.010527 | 0 | 0 | 0.0070375 | 0.010724 | 0 | 0 | 0.0071666 | 0.010921 | 0
T&D ($/annual kWh) | 0 | 25-SCN-Storage–Conditioned-ExtLight | 7 | TD:0:25-SCN-Storage–Conditioned-ExtLight:7 | 0 | 0.0011143 | 0.001698 | 0 | 0 | 0.0011366 | 0.0017319 | 0 | 0 | 0.0011593 | 0.0017666 | 0 | 0 | 0.0011825 | 0.0018019 | 0 | 0 | 0.0012061 | 0.0018379 | 0 | 0 | 0.0012303 | 0.0018747 | 0 | 0 | 0.0012549 | 0.0019122 | 0 | 0 | 0.00128 | 0.0019504 | 0 | 0 | 0.0013056 | 0.0019894 | 0 | 0 | 0.0013317 | 0.0020292 | 0 | 0 | 0.0013583 | 0.0020698 | 0 | 0 | 0.0013855 | 0.0021112 | 0 | 0 | 0.0014132 | 0.0021534 | 0 | 0 | 0.0014415 | 0.0021965 | 0 | 0 | 0.0014703 | 0.0022404 | 0 | 0 | 0.0014997 | 0.0022852 | 0 | 0 | 0.0015297 | 0.002331 | 0 | 0 | 0.0015603 | 0.0023776 | 0 | 0 | 0.0015915 | 0.0024251 | 0 | 0 | 0.0016233 | 0.0024736 | 0 | 0 | 0.0016558 | 0.0025231 | 0 | 0 | 0.0016889 | 0.0025736 | 0 | 0 | 0.0017204 | 0.0026216 | 0 | 0 | 0.0017526 | 0.0026706 | 0 | 0 | 0.0017847 | 0.0027196 | 0
T&D ($/annual kWh) | 0 | 25-SCN-Storage–Conditioned-ExtLight | 10 | TD:0:25-SCN-Storage–Conditioned-ExtLight:10 | 0 | 0.0014536 | 0.0022151 | 0 | 0 | 0.0014827 | 0.0022594 | 0 | 0 | 0.0015124 | 0.0023045 | 0 | 0 | 0.0015426 | 0.0023506 | 0 | 0 | 0.0015735 | 0.0023976 | 0 | 0 | 0.0016049 | 0.0024456 | 0 | 0 | 0.001637 | 0.0024945 | 0 | 0 | 0.0016698 | 0.0025444 | 0 | 0 | 0.0017032 | 0.0025953 | 0 | 0 | 0.0017372 | 0.0026472 | 0 | 0 | 0.001772 | 0.0027001 | 0 | 0 | 0.0018074 | 0.0027541 | 0 | 0 | 0.0018436 | 0.0028092 | 0 | 0 | 0.0018804 | 0.0028654 | 0 | 0 | 0.001918 | 0.0029227 | 0 | 0 | 0.0019564 | 0.0029812 | 0 | 0 | 0.0019955 | 0.0030408 | 0 | 0 | 0.0020354 | 0.0031016 | 0 | 0 | 0.0020761 | 0.0031636 | 0 | 0 | 0.0021177 | 0.0032269 | 0 | 0 | 0.00216 | 0.0032915 | 0 | 0 | 0.0022032 | 0.0033573 | 0 | 0 | 0.0022443 | 0.0034199 | 0 | 0 | 0.0022863 | 0.0034838 | 0 | 0 | 0.0023282 | 0.0035478 | 0
T&D ($/annual kWh) | 0 | 25-SCN-Storage–Conditioned-ExtLight | 14 | TD:0:25-SCN-Storage–Conditioned-ExtLight:14 | 0 | 0.001475 | 0.0022476 | 0 | 0 | 0.0015045 | 0.0022925 | 0 | 0 | 0.0015346 | 0.0023384 | 0 | 0 | 0.0015653 | 0.0023852 | 0 | 0 | 0.0015966 | 0.0024329 | 0 | 0 | 0.0016285 | 0.0024815 | 0 | 0 | 0.0016611 | 0.0025312 | 0 | 0 | 0.0016943 | 0.0025818 | 0 | 0 | 0.0017282 | 0.0026334 | 0 | 0 | 0.0017627 | 0.0026861 | 0 | 0 | 0.001798 | 0.0027398 | 0 | 0 | 0.001834 | 0.0027946 | 0 | 0 | 0.0018706 | 0.0028505 | 0 | 0 | 0.001908 | 0.0029075 | 0 | 0 | 0.0019462 | 0.0029656 | 0 | 0 | 0.0019851 | 0.003025 | 0 | 0 | 0.0020248 | 0.0030855 | 0 | 0 | 0.0020653 | 0.0031472 | 0 | 0 | 0.0021066 | 0.0032101 | 0 | 0 | 0.0021488 | 0.0032743 | 0 | 0 | 0.0021917 | 0.0033398 | 0 | 0 | 0.0022356 | 0.0034066 | 0 | 0 | 0.0022773 | 0.0034702 | 0 | 0 | 0.0023199 | 0.003535 | 0 | 0 | 0.0023624 | 0.0035999 | 0
T&D ($/annual kWh) | 0 | 25-SCN-Storage–Conditioned-ExtLight | 15 | TD:0:25-SCN-Storage–Conditioned-ExtLight:15 | 0 | 0.0015335 | 0.0023355 | 0 | 0 | 0.0015641 | 0.0023822 | 0 | 0 | 0.0015954 | 0.0024299 | 0 | 0 | 0.0016273 | 0.0024785 | 0 | 0 | 0.0016599 | 0.002528 | 0 | 0 | 0.0016931 | 0.0025786 | 0 | 0 | 0.0017269 | 0.0026302 | 0 | 0 | 0.0017615 | 0.0026828 | 0 | 0 | 0.0017967 | 0.0027364 | 0 | 0 | 0.0018326 | 0.0027911 | 0 | 0 | 0.0018693 | 0.002847 | 0 | 0 | 0.0019067 | 0.0029039 | 0 | 0 | 0.0019448 | 0.002962 | 0 | 0 | 0.0019837 | 0.0030212 | 0 | 0 | 0.0020234 | 0.0030816 | 0 | 0 | 0.0020638 | 0.0031433 | 0 | 0 | 0.0021051 | 0.0032061 | 0 | 0 | 0.0021472 | 0.0032703 | 0 | 0 | 0.0021902 | 0.0033357 | 0 | 0 | 0.002234 | 0.0034024 | 0 | 0 | 0.0022786 | 0.0034704 | 0 | 0 | 0.0023242 | 0.0035398 | 0 | 0 | 0.0023676 | 0.0036059 | 0 | 0 | 0.0024118 | 0.0036733 | 0 | 0 | 0.0024561 | 0.0037407 | 0
T&D ($/annual kWh) | 0 | 25-SCN-Storage–Conditioned-ExtLight | SYSTEM | TD:0:25-SCN-Storage–Conditioned-ExtLight:SYSTEM | 0 | 0.0011143 | 0.001698 | 0 | 0 | 0.0011366 | 0.0017319 | 0 | 0 | 0.0011593 | 0.0017666 | 0 | 0 | 0.0011825 | 0.0018019 | 0 | 0 | 0.0012061 | 0.0018379 | 0 | 0 | 0.0012303 | 0.0018747 | 0 | 0 | 0.0012549 | 0.0019122 | 0 | 0 | 0.00128 | 0.0019504 | 0 | 0 | 0.0013056 | 0.0019894 | 0 | 0 | 0.0013317 | 0.0020292 | 0 | 0 | 0.0013583 | 0.0020698 | 0 | 0 | 0.0013855 | 0.0021112 | 0 | 0 | 0.0014132 | 0.0021534 | 0 | 0 | 0.0014415 | 0.0021965 | 0 | 0 | 0.0014703 | 0.0022404 | 0 | 0 | 0.0014997 | 0.0022852 | 0 | 0 | 0.0015297 | 0.002331 | 0 | 0 | 0.0015603 | 0.0023776 | 0 | 0 | 0.0015915 | 0.0024251 | 0 | 0 | 0.0016233 | 0.0024736 | 0 | 0 | 0.0016558 | 0.0025231 | 0 | 0 | 0.0016889 | 0.0025736 | 0 | 0 | 0.0017204 | 0.0026216 | 0 | 0 | 0.0017526 | 0.0026706 | 0 | 0 | 0.0017847 | 0.0027196 | 0
T&D ($/annual kWh) | 0 | 26-SFM-ResidentialSingleFamily-CL_DRY | 7 | TD:0:26-SFM-ResidentialSingleFamily-CL_DRY:7 | 0 | 0.0051767 | 0.0078884 | 0 | 0 | 0.0052803 | 0.0080461 | 0 | 0 | 0.0053859 | 0.0082071 | 0 | 0 | 0.0054936 | 0.0083712 | 0 | 0 | 0.0056035 | 0.0085386 | 0 | 0 | 0.0057155 | 0.0087094 | 0 | 0 | 0.0058299 | 0.0088836 | 0 | 0 | 0.0059465 | 0.0090613 | 0 | 0 | 0.0060654 | 0.0092425 | 0 | 0 | 0.0061867 | 0.0094273 | 0 | 0 | 0.0063104 | 0.0096159 | 0 | 0 | 0.0064366 | 0.0098082 | 0 | 0 | 0.0065654 | 0.010004 | 0 | 0 | 0.0066967 | 0.010204 | 0 | 0 | 0.0068306 | 0.010409 | 0 | 0 | 0.0069672 | 0.010617 | 0 | 0 | 0.0071066 | 0.010829 | 0 | 0 | 0.0072487 | 0.011046 | 0 | 0 | 0.0073937 | 0.011267 | 0 | 0 | 0.0075415 | 0.011492 | 0 | 0 | 0.0076924 | 0.011722 | 0 | 0 | 0.0078462 | 0.011956 | 0 | 0 | 0.0079926 | 0.012179 | 0 | 0 | 0.008142 | 0.012407 | 0 | 0 | 0.0082914 | 0.012634 | 0
T&D ($/annual kWh) | 0 | 26-SFM-ResidentialSingleFamily-CL_DRY | 10 | TD:0:26-SFM-ResidentialSingleFamily-CL_DRY:10 | 0 | 0.0055645 | 0.0084792 | 0 | 0 | 0.0056758 | 0.0086488 | 0 | 0 | 0.0057893 | 0.0088218 | 0 | 0 | 0.0059051 | 0.0089982 | 0 | 0 | 0.0060232 | 0.0091782 | 0 | 0 | 0.0061436 | 0.0093617 | 0 | 0 | 0.0062665 | 0.009549 | 0 | 0 | 0.0063918 | 0.00974 | 0 | 0 | 0.0065197 | 0.0099348 | 0 | 0 | 0.0066501 | 0.010133 | 0 | 0 | 0.0067831 | 0.010336 | 0 | 0 | 0.0069187 | 0.010543 | 0 | 0 | 0.0070571 | 0.010754 | 0 | 0 | 0.0071983 | 0.010969 | 0 | 0 | 0.0073422 | 0.011188 | 0 | 0 | 0.0074891 | 0.011412 | 0 | 0 | 0.0076388 | 0.01164 | 0 | 0 | 0.0077916 | 0.011873 | 0 | 0 | 0.0079475 | 0.01211 | 0 | 0 | 0.0081064 | 0.012353 | 0 | 0 | 0.0082685 | 0.0126 | 0 | 0 | 0.0084339 | 0.012852 | 0 | 0 | 0.0085913 | 0.013091 | 0 | 0 | 0.0087518 | 0.013336 | 0 | 0 | 0.0089124 | 0.013581 | 0
T&D ($/annual kWh) | 0 | 26-SFM-ResidentialSingleFamily-CL_DRY | 14 | TD:0:26-SFM-ResidentialSingleFamily-CL_DRY:14 | 0 | 0.0055889 | 0.0085164 | 0 | 0 | 0.0057007 | 0.0086867 | 0 | 0 | 0.0058147 | 0.0088605 | 0 | 0 | 0.005931 | 0.0090377 | 0 | 0 | 0.0060496 | 0.0092184 | 0 | 0 | 0.0061706 | 0.0094028 | 0 | 0 | 0.006294 | 0.0095908 | 0 | 0 | 0.0064199 | 0.0097827 | 0 | 0 | 0.0065483 | 0.0099783 | 0 | 0 | 0.0066792 | 0.010178 | 0 | 0 | 0.0068128 | 0.010381 | 0 | 0 | 0.0069491 | 0.010589 | 0 | 0 | 0.0070881 | 0.010801 | 0 | 0 | 0.0072298 | 0.011017 | 0 | 0 | 0.0073744 | 0.011237 | 0 | 0 | 0.0075219 | 0.011462 | 0 | 0 | 0.0076723 | 0.011691 | 0 | 0 | 0.0078258 | 0.011925 | 0 | 0 | 0.0079823 | 0.012164 | 0 | 0 | 0.0081419 | 0.012407 | 0 | 0 | 0.0083048 | 0.012655 | 0 | 0 | 0.0084709 | 0.012908 | 0 | 0 | 0.0086289 | 0.013149 | 0 | 0 | 0.0087902 | 0.013395 | 0 | 0 | 0.0089515 | 0.01364 | 0
T&D ($/annual kWh) | 0 | 26-SFM-ResidentialSingleFamily-CL_DRY | 15 | TD:0:26-SFM-ResidentialSingleFamily-CL_DRY:15 | 0 | 0.00558 | 0.0085019 | 0 | 0 | 0.0056916 | 0.0086719 | 0 | 0 | 0.0058055 | 0.0088453 | 0 | 0 | 0.0059216 | 0.0090223 | 0 | 0 | 0.00604 | 0.0092027 | 0 | 0 | 0.0061608 | 0.0093867 | 0 | 0 | 0.006284 | 0.0095745 | 0 | 0 | 0.0064097 | 0.009766 | 0 | 0 | 0.0065379 | 0.0099613 | 0 | 0 | 0.0066687 | 0.010161 | 0 | 0 | 0.006802 | 0.010364 | 0 | 0 | 0.0069381 | 0.010571 | 0 | 0 | 0.0070768 | 0.010782 | 0 | 0 | 0.0072184 | 0.010998 | 0 | 0 | 0.0073627 | 0.011218 | 0 | 0 | 0.00751 | 0.011442 | 0 | 0 | 0.0076602 | 0.011671 | 0 | 0 | 0.0078134 | 0.011905 | 0 | 0 | 0.0079697 | 0.012143 | 0 | 0 | 0.0081291 | 0.012386 | 0 | 0 | 0.0082916 | 0.012633 | 0 | 0 | 0.0084575 | 0.012886 | 0 | 0 | 0.0086153 | 0.013126 | 0 | 0 | 0.0087763 | 0.013372 | 0 | 0 | 0.0089373 | 0.013617 | 0
T&D ($/annual kWh) | 0 | 26-SFM-ResidentialSingleFamily-CL_DRY | SYSTEM | TD:0:26-SFM-ResidentialSingleFamily-CL_DRY:SYSTEM | 0 | 0.0051767 | 0.0078884 | 0 | 0 | 0.0052803 | 0.0080461 | 0 | 0 | 0.0053859 | 0.0082071 | 0 | 0 | 0.0054936 | 0.0083712 | 0 | 0 | 0.0056035 | 0.0085386 | 0 | 0 | 0.0057155 | 0.0087094 | 0 | 0 | 0.0058299 | 0.0088836 | 0 | 0 | 0.0059465 | 0.0090613 | 0 | 0 | 0.0060654 | 0.0092425 | 0 | 0 | 0.0061867 | 0.0094273 | 0 | 0 | 0.0063104 | 0.0096159 | 0 | 0 | 0.0064366 | 0.0098082 | 0 | 0 | 0.0065654 | 0.010004 | 0 | 0 | 0.0066967 | 0.010204 | 0 | 0 | 0.0068306 | 0.010409 | 0 | 0 | 0.0069672 | 0.010617 | 0 | 0 | 0.0071066 | 0.010829 | 0 | 0 | 0.0072487 | 0.011046 | 0 | 0 | 0.0073937 | 0.011267 | 0 | 0 | 0.0075415 | 0.011492 | 0 | 0 | 0.0076924 | 0.011722 | 0 | 0 | 0.0078462 | 0.011956 | 0 | 0 | 0.0079926 | 0.012179 | 0 | 0 | 0.008142 | 0.012407 | 0 | 0 | 0.0082914 | 0.012634 | 0
T&D ($/annual kWh) | 0 | 26-SFM-ResidentialSingleFamily-CL_WASH | 7 | TD:0:26-SFM-ResidentialSingleFamily-CL_WASH:7 | 0 | 0.0054877 | 0.0083623 | 0 | 0 | 0.0055975 | 0.0085295 | 0 | 0 | 0.0057094 | 0.0087001 | 0 | 0 | 0.0058236 | 0.0088741 | 0 | 0 | 0.0059401 | 0.0090516 | 0 | 0 | 0.0060589 | 0.0092326 | 0 | 0 | 0.0061801 | 0.0094173 | 0 | 0 | 0.0063037 | 0.0096056 | 0 | 0 | 0.0064298 | 0.0097977 | 0 | 0 | 0.0065584 | 0.0099937 | 0 | 0 | 0.0066895 | 0.010194 | 0 | 0 | 0.0068233 | 0.010397 | 0 | 0 | 0.0069598 | 0.010605 | 0 | 0 | 0.007099 | 0.010817 | 0 | 0 | 0.0072409 | 0.011034 | 0 | 0 | 0.0073858 | 0.011255 | 0 | 0 | 0.0075335 | 0.01148 | 0 | 0 | 0.0076842 | 0.011709 | 0 | 0 | 0.0078378 | 0.011943 | 0 | 0 | 0.0079946 | 0.012182 | 0 | 0 | 0.0081545 | 0.012426 | 0 | 0 | 0.0083176 | 0.012674 | 0 | 0 | 0.0084728 | 0.012911 | 0 | 0 | 0.0086311 | 0.013152 | 0 | 0 | 0.0087895 | 0.013393 | 0
T&D ($/annual kWh) | 0 | 26-SFM-ResidentialSingleFamily-CL_WASH | 10 | TD:0:26-SFM-ResidentialSingleFamily-CL_WASH:10 | 0 | 0.0058988 | 0.0089887 | 0 | 0 | 0.0060168 | 0.0091684 | 0 | 0 | 0.0061371 | 0.0093518 | 0 | 0 | 0.0062599 | 0.0095388 | 0 | 0 | 0.0063851 | 0.0097296 | 0 | 0 | 0.0065128 | 0.0099242 | 0 | 0 | 0.006643 | 0.010123 | 0 | 0 | 0.0067759 | 0.010325 | 0 | 0 | 0.0069114 | 0.010532 | 0 | 0 | 0.0070496 | 0.010742 | 0 | 0 | 0.0071906 | 0.010957 | 0 | 0 | 0.0073344 | 0.011176 | 0 | 0 | 0.0074811 | 0.0114 | 0 | 0 | 0.0076307 | 0.011628 | 0 | 0 | 0.0077834 | 0.01186 | 0 | 0 | 0.007939 | 0.012098 | 0 | 0 | 0.0080978 | 0.01234 | 0 | 0 | 0.0082598 | 0.012586 | 0 | 0 | 0.008425 | 0.012838 | 0 | 0 | 0.0085935 | 0.013095 | 0 | 0 | 0.0087653 | 0.013357 | 0 | 0 | 0.0089406 | 0.013624 | 0 | 0 | 0.0091075 | 0.013878 | 0 | 0 | 0.0092777 | 0.014137 | 0 | 0 | 0.0094479 | 0.014397 | 0
T&D ($/annual kWh) | 0 | 26-SFM-ResidentialSingleFamily-CL_WASH | 14 | TD:0:26-SFM-ResidentialSingleFamily-CL_WASH:14 | 0 | 0.0059247 | 0.0090281 | 0 | 0 | 0.0060432 | 0.0092086 | 0 | 0 | 0.006164 | 0.0093928 | 0 | 0 | 0.0062873 | 0.0095807 | 0 | 0 | 0.0064131 | 0.0097723 | 0 | 0 | 0.0065413 | 0.0099677 | 0 | 0 | 0.0066721 | 0.010167 | 0 | 0 | 0.0068056 | 0.01037 | 0 | 0 | 0.0069417 | 0.010578 | 0 | 0 | 0.0070805 | 0.010789 | 0 | 0 | 0.0072221 | 0.011005 | 0 | 0 | 0.0073666 | 0.011225 | 0 | 0 | 0.0075139 | 0.01145 | 0 | 0 | 0.0076642 | 0.011679 | 0 | 0 | 0.0078175 | 0.011912 | 0 | 0 | 0.0079738 | 0.012151 | 0 | 0 | 0.0081333 | 0.012394 | 0 | 0 | 0.008296 | 0.012641 | 0 | 0 | 0.0084619 | 0.012894 | 0 | 0 | 0.0086311 | 0.013152 | 0 | 0 | 0.0088038 | 0.013415 | 0 | 0 | 0.0089798 | 0.013684 | 0 | 0 | 0.0091474 | 0.013939 | 0 | 0 | 0.0093183 | 0.014199 | 0 | 0 | 0.0094893 | 0.01446 | 0
T&D ($/annual kWh) | 0 | 26-SFM-ResidentialSingleFamily-CL_WASH | 15 | TD:0:26-SFM-ResidentialSingleFamily-CL_WASH:15 | 0 | 0.0059144 | 0.0090114 | 0 | 0 | 0.0060327 | 0.0091916 | 0 | 0 | 0.0061534 | 0.0093754 | 0 | 0 | 0.0062764 | 0.009563 | 0 | 0 | 0.006402 | 0.0097542 | 0 | 0 | 0.00653 | 0.0099493 | 0 | 0 | 0.0066606 | 0.010148 | 0 | 0 | 0.0067938 | 0.010351 | 0 | 0 | 0.0069297 | 0.010558 | 0 | 0 | 0.0070683 | 0.010769 | 0 | 0 | 0.0072097 | 0.010985 | 0 | 0 | 0.0073539 | 0.011205 | 0 | 0 | 0.0075009 | 0.011429 | 0 | 0 | 0.007651 | 0.011657 | 0 | 0 | 0.007804 | 0.01189 | 0 | 0 | 0.00796 | 0.012128 | 0 | 0 | 0.0081192 | 0.012371 | 0 | 0 | 0.0082816 | 0.012618 | 0 | 0 | 0.0084473 | 0.01287 | 0 | 0 | 0.0086162 | 0.013128 | 0 | 0 | 0.0087885 | 0.01339 | 0 | 0 | 0.0089643 | 0.013658 | 0 | 0 | 0.0091316 | 0.013913 | 0 | 0 | 0.0093022 | 0.014173 | 0 | 0 | 0.0094729 | 0.014433 | 0
T&D ($/annual kWh) | 0 | 26-SFM-ResidentialSingleFamily-CL_WASH | SYSTEM | TD:0:26-SFM-ResidentialSingleFamily-CL_WASH:SYSTEM | 0 | 0.0054877 | 0.0083623 | 0 | 0 | 0.0055975 | 0.0085295 | 0 | 0 | 0.0057094 | 0.0087001 | 0 | 0 | 0.0058236 | 0.0088741 | 0 | 0 | 0.0059401 | 0.0090516 | 0 | 0 | 0.0060589 | 0.0092326 | 0 | 0 | 0.0061801 | 0.0094173 | 0 | 0 | 0.0063037 | 0.0096056 | 0 | 0 | 0.0064298 | 0.0097977 | 0 | 0 | 0.0065584 | 0.0099937 | 0 | 0 | 0.0066895 | 0.010194 | 0 | 0 | 0.0068233 | 0.010397 | 0 | 0 | 0.0069598 | 0.010605 | 0 | 0 | 0.007099 | 0.010817 | 0 | 0 | 0.0072409 | 0.011034 | 0 | 0 | 0.0073858 | 0.011255 | 0 | 0 | 0.0075335 | 0.01148 | 0 | 0 | 0.0076842 | 0.011709 | 0 | 0 | 0.0078378 | 0.011943 | 0 | 0 | 0.0079946 | 0.012182 | 0 | 0 | 0.0081545 | 0.012426 | 0 | 0 | 0.0083176 | 0.012674 | 0 | 0 | 0.0084728 | 0.012911 | 0 | 0 | 0.0086311 | 0.013152 | 0 | 0 | 0.0087895 | 0.013393 | 0
T&D ($/annual kWh) | 0 | 26-SFM-ResidentialSingleFamily-DSH_WASH | 7 | TD:0:26-SFM-ResidentialSingleFamily-DSH_WASH:7 | 0 | 0.010064 | 0.015335 | 0 | 0 | 0.010265 | 0.015642 | 0 | 0 | 0.01047 | 0.015955 | 0 | 0 | 0.01068 | 0.016274 | 0 | 0 | 0.010893 | 0.016599 | 0 | 0 | 0.011111 | 0.016931 | 0 | 0 | 0.011333 | 0.01727 | 0 | 0 | 0.01156 | 0.017615 | 0 | 0 | 0.011791 | 0.017967 | 0 | 0 | 0.012027 | 0.018327 | 0 | 0 | 0.012268 | 0.018693 | 0 | 0 | 0.012513 | 0.019067 | 0 | 0 | 0.012763 | 0.019449 | 0 | 0 | 0.013018 | 0.019838 | 0 | 0 | 0.013279 | 0.020234 | 0 | 0 | 0.013544 | 0.020639 | 0 | 0 | 0.013815 | 0.021052 | 0 | 0 | 0.014092 | 0.021473 | 0 | 0 | 0.014373 | 0.021902 | 0 | 0 | 0.014661 | 0.02234 | 0 | 0 | 0.014954 | 0.022787 | 0 | 0 | 0.015253 | 0.023243 | 0 | 0 | 0.015538 | 0.023677 | 0 | 0 | 0.015828 | 0.024119 | 0 | 0 | 0.016118 | 0.024562 | 0
T&D ($/annual kWh) | 0 | 26-SFM-ResidentialSingleFamily-DSH_WASH | 10 | TD:0:26-SFM-ResidentialSingleFamily-DSH_WASH:10 | 0 | 0.010817 | 0.016484 | 0 | 0 | 0.011034 | 0.016813 | 0 | 0 | 0.011254 | 0.01715 | 0 | 0 | 0.011479 | 0.017493 | 0 | 0 | 0.011709 | 0.017842 | 0 | 0 | 0.011943 | 0.018199 | 0 | 0 | 0.012182 | 0.018563 | 0 | 0 | 0.012426 | 0.018934 | 0 | 0 | 0.012674 | 0.019313 | 0 | 0 | 0.012928 | 0.019699 | 0 | 0 | 0.013186 | 0.020093 | 0 | 0 | 0.01345 | 0.020495 | 0 | 0 | 0.013719 | 0.020905 | 0 | 0 | 0.013993 | 0.021323 | 0 | 0 | 0.014273 | 0.02175 | 0 | 0 | 0.014559 | 0.022185 | 0 | 0 | 0.01485 | 0.022628 | 0 | 0 | 0.015147 | 0.023081 | 0 | 0 | 0.01545 | 0.023543 | 0 | 0 | 0.015759 | 0.024013 | 0 | 0 | 0.016074 | 0.024494 | 0 | 0 | 0.016395 | 0.024984 | 0 | 0 | 0.016701 | 0.02545 | 0 | 0 | 0.017014 | 0.025925 | 0 | 0 | 0.017326 | 0.026401 | 0
T&D ($/annual kWh) | 0 | 26-SFM-ResidentialSingleFamily-DSH_WASH | 14 | TD:0:26-SFM-ResidentialSingleFamily-DSH_WASH:14 | 0 | 0.010865 | 0.016556 | 0 | 0 | 0.011082 | 0.016887 | 0 | 0 | 0.011304 | 0.017225 | 0 | 0 | 0.01153 | 0.017569 | 0 | 0 | 0.01176 | 0.017921 | 0 | 0 | 0.011996 | 0.018279 | 0 | 0 | 0.012236 | 0.018645 | 0 | 0 | 0.01248 | 0.019017 | 0 | 0 | 0.01273 | 0.019398 | 0 | 0 | 0.012984 | 0.019786 | 0 | 0 | 0.013244 | 0.020181 | 0 | 0 | 0.013509 | 0.020585 | 0 | 0 | 0.013779 | 0.020997 | 0 | 0 | 0.014055 | 0.021417 | 0 | 0 | 0.014336 | 0.021845 | 0 | 0 | 0.014623 | 0.022282 | 0 | 0 | 0.014915 | 0.022728 | 0 | 0 | 0.015213 | 0.023182 | 0 | 0 | 0.015518 | 0.023646 | 0 | 0 | 0.015828 | 0.024119 | 0 | 0 | 0.016144 | 0.024601 | 0 | 0 | 0.016467 | 0.025093 | 0 | 0 | 0.016775 | 0.025561 | 0 | 0 | 0.017088 | 0.026039 | 0 | 0 | 0.017402 | 0.026517 | 0
T&D ($/annual kWh) | 0 | 26-SFM-ResidentialSingleFamily-DSH_WASH | 15 | TD:0:26-SFM-ResidentialSingleFamily-DSH_WASH:15 | 0 | 0.010797 | 0.016452 | 0 | 0 | 0.011013 | 0.016781 | 0 | 0 | 0.011233 | 0.017116 | 0 | 0 | 0.011458 | 0.017459 | 0 | 0 | 0.011687 | 0.017808 | 0 | 0 | 0.011921 | 0.018164 | 0 | 0 | 0.012159 | 0.018527 | 0 | 0 | 0.012402 | 0.018898 | 0 | 0 | 0.01265 | 0.019276 | 0 | 0 | 0.012903 | 0.019661 | 0 | 0 | 0.013161 | 0.020055 | 0 | 0 | 0.013425 | 0.020456 | 0 | 0 | 0.013693 | 0.020865 | 0 | 0 | 0.013967 | 0.021282 | 0 | 0 | 0.014246 | 0.021708 | 0 | 0 | 0.014531 | 0.022142 | 0 | 0 | 0.014822 | 0.022585 | 0 | 0 | 0.015118 | 0.023036 | 0 | 0 | 0.015421 | 0.023497 | 0 | 0 | 0.015729 | 0.023967 | 0 | 0 | 0.016044 | 0.024446 | 0 | 0 | 0.016364 | 0.024935 | 0 | 0 | 0.01667 | 0.025401 | 0 | 0 | 0.016981 | 0.025875 | 0 | 0 | 0.017293 | 0.02635 | 0
T&D ($/annual kWh) | 0 | 26-SFM-ResidentialSingleFamily-DSH_WASH | SYSTEM | TD:0:26-SFM-ResidentialSingleFamily-DSH_WASH:SYSTEM | 0 | 0.010064 | 0.015335 | 0 | 0 | 0.010265 | 0.015642 | 0 | 0 | 0.01047 | 0.015955 | 0 | 0 | 0.01068 | 0.016274 | 0 | 0 | 0.010893 | 0.016599 | 0 | 0 | 0.011111 | 0.016931 | 0 | 0 | 0.011333 | 0.01727 | 0 | 0 | 0.01156 | 0.017615 | 0 | 0 | 0.011791 | 0.017967 | 0 | 0 | 0.012027 | 0.018327 | 0 | 0 | 0.012268 | 0.018693 | 0 | 0 | 0.012513 | 0.019067 | 0 | 0 | 0.012763 | 0.019449 | 0 | 0 | 0.013018 | 0.019838 | 0 | 0 | 0.013279 | 0.020234 | 0 | 0 | 0.013544 | 0.020639 | 0 | 0 | 0.013815 | 0.021052 | 0 | 0 | 0.014092 | 0.021473 | 0 | 0 | 0.014373 | 0.021902 | 0 | 0 | 0.014661 | 0.02234 | 0 | 0 | 0.014954 | 0.022787 | 0 | 0 | 0.015253 | 0.023243 | 0 | 0 | 0.015538 | 0.023677 | 0 | 0 | 0.015828 | 0.024119 | 0 | 0 | 0.016118 | 0.024562 | 0
T&D ($/annual kWh) | 0 | 26-SFM-ResidentialSingleFamily-FREEZ | 7 | TD:0:26-SFM-ResidentialSingleFamily-FREEZ:7 | 0 | 0.0051716 | 0.0078806 | 0 | 0 | 0.0052751 | 0.0080382 | 0 | 0 | 0.0053806 | 0.008199 | 0 | 0 | 0.0054882 | 0.0083629 | 0 | 0 | 0.0055979 | 0.0085302 | 0 | 0 | 0.0057099 | 0.0087008 | 0 | 0 | 0.0058241 | 0.0088748 | 0 | 0 | 0.0059406 | 0.0090523 | 0 | 0 | 0.0060594 | 0.0092334 | 0 | 0 | 0.0061806 | 0.009418 | 0 | 0 | 0.0063042 | 0.0096064 | 0 | 0 | 0.0064303 | 0.0097985 | 0 | 0 | 0.0065589 | 0.0099945 | 0 | 0 | 0.0066901 | 0.010194 | 0 | 0 | 0.0068239 | 0.010398 | 0 | 0 | 0.0069603 | 0.010606 | 0 | 0 | 0.0070995 | 0.010818 | 0 | 0 | 0.0072415 | 0.011035 | 0 | 0 | 0.0073864 | 0.011255 | 0 | 0 | 0.0075341 | 0.011481 | 0 | 0 | 0.0076848 | 0.01171 | 0 | 0 | 0.0078385 | 0.011944 | 0 | 0 | 0.0079847 | 0.012167 | 0 | 0 | 0.008134 | 0.012395 | 0 | 0 | 0.0082832 | 0.012622 | 0
T&D ($/annual kWh) | 0 | 26-SFM-ResidentialSingleFamily-FREEZ | 10 | TD:0:26-SFM-ResidentialSingleFamily-FREEZ:10 | 0 | 0.0055591 | 0.0084709 | 0 | 0 | 0.0056702 | 0.0086404 | 0 | 0 | 0.0057836 | 0.0088132 | 0 | 0 | 0.0058993 | 0.0089894 | 0 | 0 | 0.0060173 | 0.0091692 | 0 | 0 | 0.0061376 | 0.0093526 | 0 | 0 | 0.0062604 | 0.0095397 | 0 | 0 | 0.0063856 | 0.0097305 | 0 | 0 | 0.0065133 | 0.0099251 | 0 | 0 | 0.0066436 | 0.010124 | 0 | 0 | 0.0067765 | 0.010326 | 0 | 0 | 0.006912 | 0.010533 | 0 | 0 | 0.0070502 | 0.010743 | 0 | 0 | 0.0071912 | 0.010958 | 0 | 0 | 0.0073351 | 0.011177 | 0 | 0 | 0.0074818 | 0.011401 | 0 | 0 | 0.0076314 | 0.011629 | 0 | 0 | 0.007784 | 0.011861 | 0 | 0 | 0.0079397 | 0.012099 | 0 | 0 | 0.0080985 | 0.012341 | 0 | 0 | 0.0082605 | 0.012587 | 0 | 0 | 0.0084257 | 0.012839 | 0 | 0 | 0.0085829 | 0.013079 | 0 | 0 | 0.0087433 | 0.013323 | 0 | 0 | 0.0089037 | 0.013568 | 0
T&D ($/annual kWh) | 0 | 26-SFM-ResidentialSingleFamily-FREEZ | 14 | TD:0:26-SFM-ResidentialSingleFamily-FREEZ:14 | 0 | 0.0055834 | 0.0085081 | 0 | 0 | 0.0056951 | 0.0086783 | 0 | 0 | 0.005809 | 0.0088518 | 0 | 0 | 0.0059252 | 0.0090289 | 0 | 0 | 0.0060437 | 0.0092094 | 0 | 0 | 0.0061646 | 0.0093936 | 0 | 0 | 0.0062879 | 0.0095815 | 0 | 0 | 0.0064136 | 0.0097731 | 0 | 0 | 0.0065419 | 0.0099686 | 0 | 0 | 0.0066727 | 0.010168 | 0 | 0 | 0.0068062 | 0.010371 | 0 | 0 | 0.0069423 | 0.010579 | 0 | 0 | 0.0070811 | 0.01079 | 0 | 0 | 0.0072228 | 0.011006 | 0 | 0 | 0.0073672 | 0.011226 | 0 | 0 | 0.0075146 | 0.011451 | 0 | 0 | 0.0076649 | 0.01168 | 0 | 0 | 0.0078182 | 0.011913 | 0 | 0 | 0.0079745 | 0.012152 | 0 | 0 | 0.008134 | 0.012395 | 0 | 0 | 0.0082967 | 0.012643 | 0 | 0 | 0.0084626 | 0.012895 | 0 | 0 | 0.0086205 | 0.013136 | 0 | 0 | 0.0087816 | 0.013382 | 0 | 0 | 0.0089428 | 0.013627 | 0
T&D ($/annual kWh) | 0 | 26-SFM-ResidentialSingleFamily-FREEZ | 15 | TD:0:26-SFM-ResidentialSingleFamily-FREEZ:15 | 0 | 0.0055759 | 0.0084956 | 0 | 0 | 0.0056875 | 0.0086655 | 0 | 0 | 0.0058012 | 0.0088388 | 0 | 0 | 0.0059172 | 0.0090156 | 0 | 0 | 0.0060356 | 0.0091959 | 0 | 0 | 0.0061563 | 0.0093798 | 0 | 0 | 0.0062794 | 0.0095674 | 0 | 0 | 0.006405 | 0.0097588 | 0 | 0 | 0.0065331 | 0.0099539 | 0 | 0 | 0.0066638 | 0.010153 | 0 | 0 | 0.006797 | 0.010356 | 0 | 0 | 0.006933 | 0.010563 | 0 | 0 | 0.0070716 | 0.010774 | 0 | 0 | 0.0072131 | 0.01099 | 0 | 0 | 0.0073573 | 0.01121 | 0 | 0 | 0.0075045 | 0.011434 | 0 | 0 | 0.0076546 | 0.011663 | 0 | 0 | 0.0078077 | 0.011896 | 0 | 0 | 0.0079638 | 0.012134 | 0 | 0 | 0.0081231 | 0.012376 | 0 | 0 | 0.0082856 | 0.012624 | 0 | 0 | 0.0084513 | 0.012876 | 0 | 0 | 0.008609 | 0.013117 | 0 | 0 | 0.0087699 | 0.013362 | 0 | 0 | 0.0089308 | 0.013607 | 0
T&D ($/annual kWh) | 0 | 26-SFM-ResidentialSingleFamily-FREEZ | SYSTEM | TD:0:26-SFM-ResidentialSingleFamily-FREEZ:SYSTEM | 0 | 0.0051716 | 0.0078806 | 0 | 0 | 0.0052751 | 0.0080382 | 0 | 0 | 0.0053806 | 0.008199 | 0 | 0 | 0.0054882 | 0.0083629 | 0 | 0 | 0.0055979 | 0.0085302 | 0 | 0 | 0.0057099 | 0.0087008 | 0 | 0 | 0.0058241 | 0.0088748 | 0 | 0 | 0.0059406 | 0.0090523 | 0 | 0 | 0.0060594 | 0.0092334 | 0 | 0 | 0.0061806 | 0.009418 | 0 | 0 | 0.0063042 | 0.0096064 | 0 | 0 | 0.0064303 | 0.0097985 | 0 | 0 | 0.0065589 | 0.0099945 | 0 | 0 | 0.0066901 | 0.010194 | 0 | 0 | 0.0068239 | 0.010398 | 0 | 0 | 0.0069603 | 0.010606 | 0 | 0 | 0.0070995 | 0.010818 | 0 | 0 | 0.0072415 | 0.011035 | 0 | 0 | 0.0073864 | 0.011255 | 0 | 0 | 0.0075341 | 0.011481 | 0 | 0 | 0.0076848 | 0.01171 | 0 | 0 | 0.0078385 | 0.011944 | 0 | 0 | 0.0079847 | 0.012167 | 0 | 0 | 0.008134 | 0.012395 | 0 | 0 | 0.0082832 | 0.012622 | 0
T&D ($/annual kWh) | 0 | 26-SFM-ResidentialSingleFamily-LIGHT | 7 | TD:0:26-SFM-ResidentialSingleFamily-LIGHT:7 | 0 | 0.0053353 | 0.00813 | 0 | 0 | 0.005442 | 0.0082926 | 0 | 0 | 0.0055509 | 0.0084585 | 0 | 0 | 0.0056619 | 0.0086277 | 0 | 0 | 0.0057751 | 0.0088002 | 0 | 0 | 0.0058906 | 0.0089762 | 0 | 0 | 0.0060085 | 0.0091558 | 0 | 0 | 0.0061286 | 0.0093389 | 0 | 0 | 0.0062512 | 0.0095256 | 0 | 0 | 0.0063762 | 0.0097162 | 0 | 0 | 0.0065038 | 0.0099105 | 0 | 0 | 0.0066338 | 0.010109 | 0 | 0 | 0.0067665 | 0.010311 | 0 | 0 | 0.0069018 | 0.010517 | 0 | 0 | 0.0070399 | 0.010727 | 0 | 0 | 0.0071807 | 0.010942 | 0 | 0 | 0.0073243 | 0.011161 | 0 | 0 | 0.0074708 | 0.011384 | 0 | 0 | 0.0076202 | 0.011612 | 0 | 0 | 0.0077726 | 0.011844 | 0 | 0 | 0.007928 | 0.012081 | 0 | 0 | 0.0080866 | 0.012322 | 0 | 0 | 0.0082375 | 0.012552 | 0 | 0 | 0.0083914 | 0.012787 | 0 | 0 | 0.0085454 | 0.013022 | 0
T&D ($/annual kWh) | 0 | 26-SFM-ResidentialSingleFamily-LIGHT | 10 | TD:0:26-SFM-ResidentialSingleFamily-LIGHT:10 | 0 | 0.005735 | 0.0087391 | 0 | 0 | 0.0058497 | 0.0089138 | 0 | 0 | 0.0059667 | 0.0090921 | 0 | 0 | 0.006086 | 0.009274 | 0 | 0 | 0.0062078 | 0.0094594 | 0 | 0 | 0.0063319 | 0.0096486 | 0 | 0 | 0.0064585 | 0.0098416 | 0 | 0 | 0.0065877 | 0.010038 | 0 | 0 | 0.0067195 | 0.010239 | 0 | 0 | 0.0068539 | 0.010444 | 0 | 0 | 0.0069909 | 0.010653 | 0 | 0 | 0.0071308 | 0.010866 | 0 | 0 | 0.0072734 | 0.011083 | 0 | 0 | 0.0074188 | 0.011305 | 0 | 0 | 0.0075672 | 0.011531 | 0 | 0 | 0.0077186 | 0.011762 | 0 | 0 | 0.0078729 | 0.011997 | 0 | 0 | 0.0080304 | 0.012237 | 0 | 0 | 0.008191 | 0.012482 | 0 | 0 | 0.0083548 | 0.012731 | 0 | 0 | 0.0085219 | 0.012986 | 0 | 0 | 0.0086924 | 0.013245 | 0 | 0 | 0.0088545 | 0.013493 | 0 | 0 | 0.00902 | 0.013745 | 0 | 0 | 0.0091855 | 0.013997 | 0
T&D ($/annual kWh) | 0 | 26-SFM-ResidentialSingleFamily-LIGHT | 14 | TD:0:26-SFM-ResidentialSingleFamily-LIGHT:14 | 0 | 0.0057602 | 0.0087774 | 0 | 0 | 0.0058754 | 0.0089529 | 0 | 0 | 0.0059929 | 0.009132 | 0 | 0 | 0.0061127 | 0.0093146 | 0 | 0 | 0.006235 | 0.0095009 | 0 | 0 | 0.0063597 | 0.0096909 | 0 | 0 | 0.0064869 | 0.0098848 | 0 | 0 | 0.0066166 | 0.010082 | 0 | 0 | 0.0067489 | 0.010284 | 0 | 0 | 0.0068839 | 0.01049 | 0 | 0 | 0.0070216 | 0.0107 | 0 | 0 | 0.007162 | 0.010914 | 0 | 0 | 0.0073053 | 0.011132 | 0 | 0 | 0.0074514 | 0.011354 | 0 | 0 | 0.0076004 | 0.011582 | 0 | 0 | 0.0077524 | 0.011813 | 0 | 0 | 0.0079075 | 0.012049 | 0 | 0 | 0.0080656 | 0.01229 | 0 | 0 | 0.0082269 | 0.012536 | 0 | 0 | 0.0083915 | 0.012787 | 0 | 0 | 0.0085593 | 0.013043 | 0 | 0 | 0.0087305 | 0.013304 | 0 | 0 | 0.0088934 | 0.013552 | 0 | 0 | 0.0090596 | 0.013805 | 0 | 0 | 0.0092258 | 0.014058 | 0
T&D ($/annual kWh) | 0 | 26-SFM-ResidentialSingleFamily-LIGHT | 15 | TD:0:26-SFM-ResidentialSingleFamily-LIGHT:15 | 0 | 0.0057376 | 0.0087424 | 0 | 0 | 0.0058524 | 0.0089172 | 0 | 0 | 0.0059694 | 0.0090956 | 0 | 0 | 0.0060888 | 0.0092775 | 0 | 0 | 0.0062106 | 0.009463 | 0 | 0 | 0.0063348 | 0.0096523 | 0 | 0 | 0.0064615 | 0.0098453 | 0 | 0 | 0.0065907 | 0.010042 | 0 | 0 | 0.0067226 | 0.010243 | 0 | 0 | 0.006857 | 0.010448 | 0 | 0 | 0.0069941 | 0.010657 | 0 | 0 | 0.007134 | 0.01087 | 0 | 0 | 0.0072767 | 0.011087 | 0 | 0 | 0.0074222 | 0.011309 | 0 | 0 | 0.0075707 | 0.011535 | 0 | 0 | 0.0077221 | 0.011766 | 0 | 0 | 0.0078765 | 0.012001 | 0 | 0 | 0.0080341 | 0.012241 | 0 | 0 | 0.0081948 | 0.012486 | 0 | 0 | 0.0083587 | 0.012736 | 0 | 0 | 0.0085258 | 0.012991 | 0 | 0 | 0.0086963 | 0.013251 | 0 | 0 | 0.0088586 | 0.013498 | 0 | 0 | 0.0090242 | 0.01375 | 0 | 0 | 0.0091897 | 0.014002 | 0
T&D ($/annual kWh) | 0 | 26-SFM-ResidentialSingleFamily-LIGHT | SYSTEM | TD:0:26-SFM-ResidentialSingleFamily-LIGHT:SYSTEM | 0 | 0.0053353 | 0.00813 | 0 | 0 | 0.005442 | 0.0082926 | 0 | 0 | 0.0055509 | 0.0084585 | 0 | 0 | 0.0056619 | 0.0086277 | 0 | 0 | 0.0057751 | 0.0088002 | 0 | 0 | 0.0058906 | 0.0089762 | 0 | 0 | 0.0060085 | 0.0091558 | 0 | 0 | 0.0061286 | 0.0093389 | 0 | 0 | 0.0062512 | 0.0095256 | 0 | 0 | 0.0063762 | 0.0097162 | 0 | 0 | 0.0065038 | 0.0099105 | 0 | 0 | 0.0066338 | 0.010109 | 0 | 0 | 0.0067665 | 0.010311 | 0 | 0 | 0.0069018 | 0.010517 | 0 | 0 | 0.0070399 | 0.010727 | 0 | 0 | 0.0071807 | 0.010942 | 0 | 0 | 0.0073243 | 0.011161 | 0 | 0 | 0.0074708 | 0.011384 | 0 | 0 | 0.0076202 | 0.011612 | 0 | 0 | 0.0077726 | 0.011844 | 0 | 0 | 0.007928 | 0.012081 | 0 | 0 | 0.0080866 | 0.012322 | 0 | 0 | 0.0082375 | 0.012552 | 0 | 0 | 0.0083914 | 0.012787 | 0 | 0 | 0.0085454 | 0.013022 | 0
T&D ($/annual kWh) | 0 | 26-SFM-ResidentialSingleFamily-POOL_PMP | 7 | TD:0:26-SFM-ResidentialSingleFamily-POOL_PMP:7 | 0 | 0.0021399 | 0.0032608 | 0 | 0 | 0.0021827 | 0.003326 | 0 | 0 | 0.0022264 | 0.0033926 | 0 | 0 | 0.0022709 | 0.0034604 | 0 | 0 | 0.0023163 | 0.0035296 | 0 | 0 | 0.0023626 | 0.0036002 | 0 | 0 | 0.0024099 | 0.0036722 | 0 | 0 | 0.0024581 | 0.0037457 | 0 | 0 | 0.0025072 | 0.0038206 | 0 | 0 | 0.0025574 | 0.003897 | 0 | 0 | 0.0026085 | 0.0039749 | 0 | 0 | 0.0026607 | 0.0040544 | 0 | 0 | 0.0027139 | 0.0041355 | 0 | 0 | 0.0027682 | 0.0042182 | 0 | 0 | 0.0028236 | 0.0043026 | 0 | 0 | 0.00288 | 0.0043886 | 0 | 0 | 0.0029376 | 0.0044764 | 0 | 0 | 0.0029964 | 0.0045659 | 0 | 0 | 0.0030563 | 0.0046573 | 0 | 0 | 0.0031174 | 0.0047504 | 0 | 0 | 0.0031798 | 0.0048454 | 0 | 0 | 0.0032434 | 0.0049423 | 0 | 0 | 0.0033039 | 0.0050345 | 0 | 0 | 0.0033657 | 0.0051286 | 0 | 0 | 0.0034274 | 0.0052227 | 0
T&D ($/annual kWh) | 0 | 26-SFM-ResidentialSingleFamily-POOL_PMP | 10 | TD:0:26-SFM-ResidentialSingleFamily-POOL_PMP:10 | 0 | 0.0023002 | 0.003505 | 0 | 0 | 0.0023462 | 0.0035751 | 0 | 0 | 0.0023931 | 0.0036466 | 0 | 0 | 0.002441 | 0.0037196 | 0 | 0 | 0.0024898 | 0.003794 | 0 | 0 | 0.0025396 | 0.0038698 | 0 | 0 | 0.0025904 | 0.0039472 | 0 | 0 | 0.0026422 | 0.0040262 | 0 | 0 | 0.002695 | 0.0041067 | 0 | 0 | 0.0027489 | 0.0041888 | 0 | 0 | 0.0028039 | 0.0042726 | 0 | 0 | 0.00286 | 0.0043581 | 0 | 0 | 0.0029172 | 0.0044452 | 0 | 0 | 0.0029755 | 0.0045341 | 0 | 0 | 0.003035 | 0.0046248 | 0 | 0 | 0.0030957 | 0.0047173 | 0 | 0 | 0.0031576 | 0.0048116 | 0 | 0 | 0.0032208 | 0.0049079 | 0 | 0 | 0.0032852 | 0.005006 | 0 | 0 | 0.0033509 | 0.0051062 | 0 | 0 | 0.0034179 | 0.0052083 | 0 | 0 | 0.0034863 | 0.0053124 | 0 | 0 | 0.0035513 | 0.0054116 | 0 | 0 | 0.0036177 | 0.0055127 | 0 | 0 | 0.0036841 | 0.0056139 | 0
T&D ($/annual kWh) | 0 | 26-SFM-ResidentialSingleFamily-POOL_PMP | 14 | TD:0:26-SFM-ResidentialSingleFamily-POOL_PMP:14 | 0 | 0.0023103 | 0.0035204 | 0 | 0 | 0.0023565 | 0.0035908 | 0 | 0 | 0.0024036 | 0.0036626 | 0 | 0 | 0.0024517 | 0.0037359 | 0 | 0 | 0.0025007 | 0.0038106 | 0 | 0 | 0.0025507 | 0.0038868 | 0 | 0 | 0.0026017 | 0.0039645 | 0 | 0 | 0.0026538 | 0.0040438 | 0 | 0 | 0.0027068 | 0.0041247 | 0 | 0 | 0.002761 | 0.0042072 | 0 | 0 | 0.0028162 | 0.0042913 | 0 | 0 | 0.0028725 | 0.0043772 | 0 | 0 | 0.00293 | 0.0044647 | 0 | 0 | 0.0029886 | 0.004554 | 0 | 0 | 0.0030483 | 0.0046451 | 0 | 0 | 0.0031093 | 0.004738 | 0 | 0 | 0.0031715 | 0.0048327 | 0 | 0 | 0.0032349 | 0.0049294 | 0 | 0 | 0.0032996 | 0.005028 | 0 | 0 | 0.0033656 | 0.0051285 | 0 | 0 | 0.0034329 | 0.0052311 | 0 | 0 | 0.0035016 | 0.0053357 | 0 | 0 | 0.0035669 | 0.0054353 | 0 | 0 | 0.0036336 | 0.0055369 | 0 | 0 | 0.0037002 | 0.0056385 | 0
T&D ($/annual kWh) | 0 | 26-SFM-ResidentialSingleFamily-POOL_PMP | 15 | TD:0:26-SFM-ResidentialSingleFamily-POOL_PMP:15 | 0 | 0.0023408 | 0.0035656 | 0 | 0 | 0.0023877 | 0.0036369 | 0 | 0 | 0.0024354 | 0.0037096 | 0 | 0 | 0.0024841 | 0.0037838 | 0 | 0 | 0.0025338 | 0.0038595 | 0 | 0 | 0.0025845 | 0.0039367 | 0 | 0 | 0.0026362 | 0.0040154 | 0 | 0 | 0.0026889 | 0.0040957 | 0 | 0 | 0.0027427 | 0.0041776 | 0 | 0 | 0.0027975 | 0.0042612 | 0 | 0 | 0.0028535 | 0.0043464 | 0 | 0 | 0.0029105 | 0.0044333 | 0 | 0 | 0.0029688 | 0.004522 | 0 | 0 | 0.0030281 | 0.0046125 | 0 | 0 | 0.0030887 | 0.0047047 | 0 | 0 | 0.0031505 | 0.0047988 | 0 | 0 | 0.0032135 | 0.0048948 | 0 | 0 | 0.0032777 | 0.0049927 | 0 | 0 | 0.0033433 | 0.0050925 | 0 | 0 | 0.0034102 | 0.0051944 | 0 | 0 | 0.0034784 | 0.0052983 | 0 | 0 | 0.0035479 | 0.0054042 | 0 | 0 | 0.0036141 | 0.0055051 | 0 | 0 | 0.0036817 | 0.005608 | 0 | 0 | 0.0037492 | 0.0057108 | 0
T&D ($/annual kWh) | 0 | 26-SFM-ResidentialSingleFamily-POOL_PMP | SYSTEM | TD:0:26-SFM-ResidentialSingleFamily-POOL_PMP:SYSTEM | 0 | 0.0021399 | 0.0032608 | 0 | 0 | 0.0021827 | 0.003326 | 0 | 0 | 0.0022264 | 0.0033926 | 0 | 0 | 0.0022709 | 0.0034604 | 0 | 0 | 0.0023163 | 0.0035296 | 0 | 0 | 0.0023626 | 0.0036002 | 0 | 0 | 0.0024099 | 0.0036722 | 0 | 0 | 0.0024581 | 0.0037457 | 0 | 0 | 0.0025072 | 0.0038206 | 0 | 0 | 0.0025574 | 0.003897 | 0 | 0 | 0.0026085 | 0.0039749 | 0 | 0 | 0.0026607 | 0.0040544 | 0 | 0 | 0.0027139 | 0.0041355 | 0 | 0 | 0.0027682 | 0.0042182 | 0 | 0 | 0.0028236 | 0.0043026 | 0 | 0 | 0.00288 | 0.0043886 | 0 | 0 | 0.0029376 | 0.0044764 | 0 | 0 | 0.0029964 | 0.0045659 | 0 | 0 | 0.0030563 | 0.0046573 | 0 | 0 | 0.0031174 | 0.0047504 | 0 | 0 | 0.0031798 | 0.0048454 | 0 | 0 | 0.0032434 | 0.0049423 | 0 | 0 | 0.0033039 | 0.0050345 | 0 | 0 | 0.0033657 | 0.0051286 | 0 | 0 | 0.0034274 | 0.0052227 | 0
T&D ($/annual kWh) | 0 | 26-SFM-ResidentialSingleFamily-REFG | 7 | TD:0:26-SFM-ResidentialSingleFamily-REFG:7 | 0 | 0.0053391 | 0.0081357 | 0 | 0 | 0.0054458 | 0.0082984 | 0 | 0 | 0.0055548 | 0.0084644 | 0 | 0 | 0.0056658 | 0.0086337 | 0 | 0 | 0.0057792 | 0.0088063 | 0 | 0 | 0.0058947 | 0.0089825 | 0 | 0 | 0.0060126 | 0.0091621 | 0 | 0 | 0.0061329 | 0.0093454 | 0 | 0 | 0.0062556 | 0.0095323 | 0 | 0 | 0.0063807 | 0.0097229 | 0 | 0 | 0.0065083 | 0.0099174 | 0 | 0 | 0.0066384 | 0.010116 | 0 | 0 | 0.0067712 | 0.010318 | 0 | 0 | 0.0069066 | 0.010524 | 0 | 0 | 0.0070448 | 0.010735 | 0 | 0 | 0.0071857 | 0.01095 | 0 | 0 | 0.0073294 | 0.011169 | 0 | 0 | 0.007476 | 0.011392 | 0 | 0 | 0.0076255 | 0.01162 | 0 | 0 | 0.007778 | 0.011852 | 0 | 0 | 0.0079336 | 0.012089 | 0 | 0 | 0.0080922 | 0.012331 | 0 | 0 | 0.0082432 | 0.012561 | 0 | 0 | 0.0083973 | 0.012796 | 0 | 0 | 0.0085513 | 0.013031 | 0
T&D ($/annual kWh) | 0 | 26-SFM-ResidentialSingleFamily-REFG | 10 | TD:0:26-SFM-ResidentialSingleFamily-REFG:10 | 0 | 0.005739 | 0.0087451 | 0 | 0 | 0.0058537 | 0.00892 | 0 | 0 | 0.0059708 | 0.0090984 | 0 | 0 | 0.0060902 | 0.0092804 | 0 | 0 | 0.006212 | 0.009466 | 0 | 0 | 0.0063363 | 0.0096553 | 0 | 0 | 0.006463 | 0.0098484 | 0 | 0 | 0.0065923 | 0.010045 | 0 | 0 | 0.0067241 | 0.010246 | 0 | 0 | 0.0068586 | 0.010451 | 0 | 0 | 0.0069958 | 0.01066 | 0 | 0 | 0.0071357 | 0.010873 | 0 | 0 | 0.0072784 | 0.011091 | 0 | 0 | 0.007424 | 0.011313 | 0 | 0 | 0.0075724 | 0.011539 | 0 | 0 | 0.0077239 | 0.01177 | 0 | 0 | 0.0078784 | 0.012005 | 0 | 0 | 0.0080359 | 0.012245 | 0 | 0 | 0.0081967 | 0.01249 | 0 | 0 | 0.0083606 | 0.01274 | 0 | 0 | 0.0085278 | 0.012995 | 0 | 0 | 0.0086984 | 0.013255 | 0 | 0 | 0.0088607 | 0.013502 | 0 | 0 | 0.0090263 | 0.013754 | 0 | 0 | 0.0091919 | 0.014007 | 0
T&D ($/annual kWh) | 0 | 26-SFM-ResidentialSingleFamily-REFG | 14 | TD:0:26-SFM-ResidentialSingleFamily-REFG:14 | 0 | 0.0057641 | 0.0087834 | 0 | 0 | 0.0058794 | 0.0089591 | 0 | 0 | 0.005997 | 0.0091383 | 0 | 0 | 0.0061169 | 0.009321 | 0 | 0 | 0.0062393 | 0.0095075 | 0 | 0 | 0.0063641 | 0.0096976 | 0 | 0 | 0.0064913 | 0.0098916 | 0 | 0 | 0.0066212 | 0.010089 | 0 | 0 | 0.0067536 | 0.010291 | 0 | 0 | 0.0068887 | 0.010497 | 0 | 0 | 0.0070264 | 0.010707 | 0 | 0 | 0.007167 | 0.010921 | 0 | 0 | 0.0073103 | 0.01114 | 0 | 0 | 0.0074565 | 0.011362 | 0 | 0 | 0.0076056 | 0.01159 | 0 | 0 | 0.0077578 | 0.011821 | 0 | 0 | 0.0079129 | 0.012058 | 0 | 0 | 0.0080712 | 0.012299 | 0 | 0 | 0.0082326 | 0.012545 | 0 | 0 | 0.0083972 | 0.012796 | 0 | 0 | 0.0085652 | 0.013052 | 0 | 0 | 0.0087365 | 0.013313 | 0 | 0 | 0.0088995 | 0.013561 | 0 | 0 | 0.0090658 | 0.013815 | 0 | 0 | 0.0092322 | 0.014068 | 0
T&D ($/annual kWh) | 0 | 26-SFM-ResidentialSingleFamily-REFG | 15 | TD:0:26-SFM-ResidentialSingleFamily-REFG:15 | 0 | 0.0057538 | 0.0087666 | 0 | 0 | 0.0058689 | 0.0089419 | 0 | 0 | 0.0059862 | 0.0091208 | 0 | 0 | 0.006106 | 0.0093032 | 0 | 0 | 0.0062281 | 0.0094893 | 0 | 0 | 0.0063526 | 0.0096791 | 0 | 0 | 0.0064797 | 0.0098726 | 0 | 0 | 0.0066093 | 0.01007 | 0 | 0 | 0.0067415 | 0.010271 | 0 | 0 | 0.0068763 | 0.010477 | 0 | 0 | 0.0070138 | 0.010686 | 0 | 0 | 0.0071541 | 0.0109 | 0 | 0 | 0.0072972 | 0.011118 | 0 | 0 | 0.0074431 | 0.011341 | 0 | 0 | 0.007592 | 0.011567 | 0 | 0 | 0.0077438 | 0.011799 | 0 | 0 | 0.0078987 | 0.012035 | 0 | 0 | 0.0080567 | 0.012275 | 0 | 0 | 0.0082178 | 0.012521 | 0 | 0 | 0.0083822 | 0.012771 | 0 | 0 | 0.0085498 | 0.013027 | 0 | 0 | 0.0087208 | 0.013287 | 0 | 0 | 0.0088835 | 0.013535 | 0 | 0 | 0.0090496 | 0.013788 | 0 | 0 | 0.0092156 | 0.014041 | 0
T&D ($/annual kWh) | 0 | 26-SFM-ResidentialSingleFamily-REFG | SYSTEM | TD:0:26-SFM-ResidentialSingleFamily-REFG:SYSTEM | 0 | 0.0053391 | 0.0081357 | 0 | 0 | 0.0054458 | 0.0082984 | 0 | 0 | 0.0055548 | 0.0084644 | 0 | 0 | 0.0056658 | 0.0086337 | 0 | 0 | 0.0057792 | 0.0088063 | 0 | 0 | 0.0058947 | 0.0089825 | 0 | 0 | 0.0060126 | 0.0091621 | 0 | 0 | 0.0061329 | 0.0093454 | 0 | 0 | 0.0062556 | 0.0095323 | 0 | 0 | 0.0063807 | 0.0097229 | 0 | 0 | 0.0065083 | 0.0099174 | 0 | 0 | 0.0066384 | 0.010116 | 0 | 0 | 0.0067712 | 0.010318 | 0 | 0 | 0.0069066 | 0.010524 | 0 | 0 | 0.0070448 | 0.010735 | 0 | 0 | 0.0071857 | 0.01095 | 0 | 0 | 0.0073294 | 0.011169 | 0 | 0 | 0.007476 | 0.011392 | 0 | 0 | 0.0076255 | 0.01162 | 0 | 0 | 0.007778 | 0.011852 | 0 | 0 | 0.0079336 | 0.012089 | 0 | 0 | 0.0080922 | 0.012331 | 0 | 0 | 0.0082432 | 0.012561 | 0 | 0 | 0.0083973 | 0.012796 | 0 | 0 | 0.0085513 | 0.013031 | 0
T&D ($/annual kWh) | 0 | 26-SFM-ResidentialSingleFamily-SP_COOL | 7 | TD:0:26-SFM-ResidentialSingleFamily-SP_COOL:7 | 0 | 0.061905 | 0.094332 | 0 | 0 | 0.063143 | 0.096218 | 0 | 0 | 0.064406 | 0.098143 | 0 | 0 | 0.065694 | 0.10011 | 0 | 0 | 0.067008 | 0.10211 | 0 | 0 | 0.068348 | 0.10415 | 0 | 0 | 0.069715 | 0.10623 | 0 | 0 | 0.07111 | 0.10836 | 0 | 0 | 0.072532 | 0.11052 | 0 | 0 | 0.073982 | 0.11274 | 0 | 0 | 0.075462 | 0.11499 | 0 | 0 | 0.076971 | 0.11729 | 0 | 0 | 0.078511 | 0.11964 | 0 | 0 | 0.080081 | 0.12203 | 0 | 0 | 0.081683 | 0.12447 | 0 | 0 | 0.083316 | 0.12696 | 0 | 0 | 0.084983 | 0.1295 | 0 | 0 | 0.086682 | 0.13209 | 0 | 0 | 0.088416 | 0.13473 | 0 | 0 | 0.090184 | 0.13742 | 0 | 0 | 0.091988 | 0.14017 | 0 | 0 | 0.093828 | 0.14298 | 0 | 0 | 0.095578 | 0.14564 | 0 | 0 | 0.097365 | 0.14837 | 0 | 0 | 0.099151 | 0.15109 | 0
T&D ($/annual kWh) | 0 | 26-SFM-ResidentialSingleFamily-SP_COOL | 10 | TD:0:26-SFM-ResidentialSingleFamily-SP_COOL:10 | 0 | 0.059492 | 0.090655 | 0 | 0 | 0.060682 | 0.092468 | 0 | 0 | 0.061896 | 0.094318 | 0 | 0 | 0.063134 | 0.096204 | 0 | 0 | 0.064396 | 0.098128 | 0 | 0 | 0.065684 | 0.10009 | 0 | 0 | 0.066998 | 0.10209 | 0 | 0 | 0.068338 | 0.10413 | 0 | 0 | 0.069705 | 0.10622 | 0 | 0 | 0.071099 | 0.10834 | 0 | 0 | 0.072521 | 0.11051 | 0 | 0 | 0.073971 | 0.11272 | 0 | 0 | 0.075451 | 0.11497 | 0 | 0 | 0.07696 | 0.11727 | 0 | 0 | 0.078499 | 0.11962 | 0 | 0 | 0.080069 | 0.12201 | 0 | 0 | 0.08167 | 0.12445 | 0 | 0 | 0.083304 | 0.12694 | 0 | 0 | 0.08497 | 0.12948 | 0 | 0 | 0.086669 | 0.13207 | 0 | 0 | 0.088403 | 0.13471 | 0 | 0 | 0.090171 | 0.1374 | 0 | 0 | 0.091853 | 0.13997 | 0 | 0 | 0.09357 | 0.14258 | 0 | 0 | 0.095286 | 0.1452 | 0
T&D ($/annual kWh) | 0 | 26-SFM-ResidentialSingleFamily-SP_COOL | 14 | TD:0:26-SFM-ResidentialSingleFamily-SP_COOL:14 | 0 | 0.059341 | 0.090424 | 0 | 0 | 0.060527 | 0.092232 | 0 | 0 | 0.061738 | 0.094077 | 0 | 0 | 0.062973 | 0.095958 | 0 | 0 | 0.064232 | 0.097878 | 0 | 0 | 0.065517 | 0.099835 | 0 | 0 | 0.066827 | 0.10183 | 0 | 0 | 0.068164 | 0.10387 | 0 | 0 | 0.069527 | 0.10595 | 0 | 0 | 0.070917 | 0.10806 | 0 | 0 | 0.072336 | 0.11023 | 0 | 0 | 0.073783 | 0.11243 | 0 | 0 | 0.075258 | 0.11468 | 0 | 0 | 0.076763 | 0.11697 | 0 | 0 | 0.078299 | 0.11931 | 0 | 0 | 0.079865 | 0.1217 | 0 | 0 | 0.081462 | 0.12413 | 0 | 0 | 0.083091 | 0.12662 | 0 | 0 | 0.084753 | 0.12915 | 0 | 0 | 0.086448 | 0.13173 | 0 | 0 | 0.088177 | 0.13436 | 0 | 0 | 0.08994 | 0.13705 | 0 | 0 | 0.091619 | 0.13961 | 0 | 0 | 0.093331 | 0.14222 | 0 | 0 | 0.095043 | 0.14483 | 0
T&D ($/annual kWh) | 0 | 26-SFM-ResidentialSingleFamily-SP_COOL | 15 | TD:0:26-SFM-ResidentialSingleFamily-SP_COOL:15 | 0 | 0.058821 | 0.08961 | 0 | 0 | 0.059997 | 0.091402 | 0 | 0 | 0.061197 | 0.093231 | 0 | 0 | 0.062421 | 0.095095 | 0 | 0 | 0.06367 | 0.096997 | 0 | 0 | 0.064943 | 0.098937 | 0 | 0 | 0.066242 | 0.10092 | 0 | 0 | 0.067567 | 0.10293 | 0 | 0 | 0.068918 | 0.10499 | 0 | 0 | 0.070296 | 0.10709 | 0 | 0 | 0.071702 | 0.10923 | 0 | 0 | 0.073136 | 0.11142 | 0 | 0 | 0.074599 | 0.11365 | 0 | 0 | 0.076091 | 0.11592 | 0 | 0 | 0.077613 | 0.11824 | 0 | 0 | 0.079165 | 0.1206 | 0 | 0 | 0.080748 | 0.12302 | 0 | 0 | 0.082363 | 0.12548 | 0 | 0 | 0.084011 | 0.12799 | 0 | 0 | 0.085691 | 0.13055 | 0 | 0 | 0.087405 | 0.13316 | 0 | 0 | 0.089153 | 0.13582 | 0 | 0 | 0.090816 | 0.13835 | 0 | 0 | 0.092514 | 0.14094 | 0 | 0 | 0.094211 | 0.14352 | 0
T&D ($/annual kWh) | 0 | 26-SFM-ResidentialSingleFamily-SP_COOL | SYSTEM | TD:0:26-SFM-ResidentialSingleFamily-SP_COOL:SYSTEM | 0 | 0.058821 | 0.08961 | 0 | 0 | 0.059997 | 0.091402 | 0 | 0 | 0.061197 | 0.093231 | 0 | 0 | 0.062421 | 0.095095 | 0 | 0 | 0.06367 | 0.096997 | 0 | 0 | 0.064943 | 0.098937 | 0 | 0 | 0.066242 | 0.10092 | 0 | 0 | 0.067567 | 0.10293 | 0 | 0 | 0.068918 | 0.10499 | 0 | 0 | 0.070296 | 0.10709 | 0 | 0 | 0.071702 | 0.10923 | 0 | 0 | 0.073136 | 0.11142 | 0 | 0 | 0.074599 | 0.11365 | 0 | 0 | 0.076091 | 0.11592 | 0 | 0 | 0.077613 | 0.11824 | 0 | 0 | 0.079165 | 0.1206 | 0 | 0 | 0.080748 | 0.12302 | 0 | 0 | 0.082363 | 0.12548 | 0 | 0 | 0.084011 | 0.12799 | 0 | 0 | 0.085691 | 0.13055 | 0 | 0 | 0.087405 | 0.13316 | 0 | 0 | 0.089153 | 0.13582 | 0 | 0 | 0.090816 | 0.13835 | 0 | 0 | 0.092514 | 0.14094 | 0 | 0 | 0.094211 | 0.14352 | 0
T&D ($/annual kWh) | 0 | 26-SFM-ResidentialSingleFamily-SP_HEAT | 7 | TD:0:26-SFM-ResidentialSingleFamily-SP_HEAT:7 | 0 | 0 | 0 | 0 | 0 | 0 | 0 | 0 | 0 | 0 | 0 | 0 | 0 | 0 | 0 | 0 | 0 | 0 | 0 | 0 | 0 | 0 | 0 | 0 | 0 | 0 | 0 | 0 | 0 | 0 | 0 | 0 | 0 | 0 | 0 | 0 | 0 | 0 | 0 | 0 | 0 | 0 | 0 | 0 | 0 | 0 | 0 | 0 | 0 | 0 | 0 | 0 | 0 | 0 | 0 | 0 | 0 | 0 | 0 | 0 | 0 | 0 | 0 | 0 | 0 | 0 | 0 | 0 | 0 | 0 | 0 | 0 | 0 | 0 | 0 | 0 | 0 | 0 | 0 | 0 | 0 | 0 | 0 | 0 | 0 | 0 | 0 | 0 | 0 | 0 | 0 | 0 | 0 | 0 | 0 | 0 | 0 | 0 | 0 | 0
T&D ($/annual kWh) | 0 | 26-SFM-ResidentialSingleFamily-SP_HEAT | 10 | TD:0:26-SFM-ResidentialSingleFamily-SP_HEAT:10 | 0 | 0 | 0 | 0 | 0 | 0 | 0 | 0 | 0 | 0 | 0 | 0 | 0 | 0 | 0 | 0 | 0 | 0 | 0 | 0 | 0 | 0 | 0 | 0 | 0 | 0 | 0 | 0 | 0 | 0 | 0 | 0 | 0 | 0 | 0 | 0 | 0 | 0 | 0 | 0 | 0 | 0 | 0 | 0 | 0 | 0 | 0 | 0 | 0 | 0 | 0 | 0 | 0 | 0 | 0 | 0 | 0 | 0 | 0 | 0 | 0 | 0 | 0 | 0 | 0 | 0 | 0 | 0 | 0 | 0 | 0 | 0 | 0 | 0 | 0 | 0 | 0 | 0 | 0 | 0 | 0 | 0 | 0 | 0 | 0 | 0 | 0 | 0 | 0 | 0 | 0 | 0 | 0 | 0 | 0 | 0 | 0 | 0 | 0 | 0
T&D ($/annual kWh) | 0 | 26-SFM-ResidentialSingleFamily-SP_HEAT | 14 | TD:0:26-SFM-ResidentialSingleFamily-SP_HEAT:14 | 0 | 0 | 0 | 0 | 0 | 0 | 0 | 0 | 0 | 0 | 0 | 0 | 0 | 0 | 0 | 0 | 0 | 0 | 0 | 0 | 0 | 0 | 0 | 0 | 0 | 0 | 0 | 0 | 0 | 0 | 0 | 0 | 0 | 0 | 0 | 0 | 0 | 0 | 0 | 0 | 0 | 0 | 0 | 0 | 0 | 0 | 0 | 0 | 0 | 0 | 0 | 0 | 0 | 0 | 0 | 0 | 0 | 0 | 0 | 0 | 0 | 0 | 0 | 0 | 0 | 0 | 0 | 0 | 0 | 0 | 0 | 0 | 0 | 0 | 0 | 0 | 0 | 0 | 0 | 0 | 0 | 0 | 0 | 0 | 0 | 0 | 0 | 0 | 0 | 0 | 0 | 0 | 0 | 0 | 0 | 0 | 0 | 0 | 0 | 0
T&D ($/annual kWh) | 0 | 26-SFM-ResidentialSingleFamily-SP_HEAT | 15 | TD:0:26-SFM-ResidentialSingleFamily-SP_HEAT:15 | 0 | 0 | 0 | 0 | 0 | 0 | 0 | 0 | 0 | 0 | 0 | 0 | 0 | 0 | 0 | 0 | 0 | 0 | 0 | 0 | 0 | 0 | 0 | 0 | 0 | 0 | 0 | 0 | 0 | 0 | 0 | 0 | 0 | 0 | 0 | 0 | 0 | 0 | 0 | 0 | 0 | 0 | 0 | 0 | 0 | 0 | 0 | 0 | 0 | 0 | 0 | 0 | 0 | 0 | 0 | 0 | 0 | 0 | 0 | 0 | 0 | 0 | 0 | 0 | 0 | 0 | 0 | 0 | 0 | 0 | 0 | 0 | 0 | 0 | 0 | 0 | 0 | 0 | 0 | 0 | 0 | 0 | 0 | 0 | 0 | 0 | 0 | 0 | 0 | 0 | 0 | 0 | 0 | 0 | 0 | 0 | 0 | 0 | 0 | 0
T&D ($/annual kWh) | 0 | 26-SFM-ResidentialSingleFamily-SP_HEAT | SYSTEM | TD:0:26-SFM-ResidentialSingleFamily-SP_HEAT:SYSTEM | 0 | 0 | 0 | 0 | 0 | 0 | 0 | 0 | 0 | 0 | 0 | 0 | 0 | 0 | 0 | 0 | 0 | 0 | 0 | 0 | 0 | 0 | 0 | 0 | 0 | 0 | 0 | 0 | 0 | 0 | 0 | 0 | 0 | 0 | 0 | 0 | 0 | 0 | 0 | 0 | 0 | 0 | 0 | 0 | 0 | 0 | 0 | 0 | 0 | 0 | 0 | 0 | 0 | 0 | 0 | 0 | 0 | 0 | 0 | 0 | 0 | 0 | 0 | 0 | 0 | 0 | 0 | 0 | 0 | 0 | 0 | 0 | 0 | 0 | 0 | 0 | 0 | 0 | 0 | 0 | 0 | 0 | 0 | 0 | 0 | 0 | 0 | 0 | 0 | 0 | 0 | 0 | 0 | 0 | 0 | 0 | 0 | 0 | 0 | 0
T&D ($/annual kWh) | 0 | 26-SFM-ResidentialSingleFamily-WAT_HEAT | 7 | TD:0:26-SFM-ResidentialSingleFamily-WAT_HEAT:7 | 0 | 0.0050517 | 0.0076978 | 0 | 0 | 0.0051527 | 0.0078517 | 0 | 0 | 0.0052557 | 0.0080088 | 0 | 0 | 0.0053609 | 0.0081689 | 0 | 0 | 0.0054681 | 0.0083323 | 0 | 0 | 0.0055774 | 0.008499 | 0 | 0 | 0.005689 | 0.0086689 | 0 | 0 | 0.0058028 | 0.0088423 | 0 | 0 | 0.0059188 | 0.0090192 | 0 | 0 | 0.0060372 | 0.0091995 | 0 | 0 | 0.0061579 | 0.0093835 | 0 | 0 | 0.0062811 | 0.0095712 | 0 | 0 | 0.0064067 | 0.0097626 | 0 | 0 | 0.0065349 | 0.0099579 | 0 | 0 | 0.0066656 | 0.010157 | 0 | 0 | 0.0067989 | 0.01036 | 0 | 0 | 0.0069348 | 0.010567 | 0 | 0 | 0.0070735 | 0.010779 | 0 | 0 | 0.007215 | 0.010994 | 0 | 0 | 0.0073593 | 0.011214 | 0 | 0 | 0.0075065 | 0.011438 | 0 | 0 | 0.0076566 | 0.011667 | 0 | 0 | 0.0077995 | 0.011885 | 0 | 0 | 0.0079453 | 0.012107 | 0 | 0 | 0.008091 | 0.012329 | 0
T&D ($/annual kWh) | 0 | 26-SFM-ResidentialSingleFamily-WAT_HEAT | 10 | TD:0:26-SFM-ResidentialSingleFamily-WAT_HEAT:10 | 0 | 0.0054299 | 0.0082742 | 0 | 0 | 0.0055385 | 0.0084397 | 0 | 0 | 0.0056493 | 0.0086085 | 0 | 0 | 0.0057623 | 0.0087806 | 0 | 0 | 0.0058775 | 0.0089562 | 0 | 0 | 0.0059951 | 0.0091354 | 0 | 0 | 0.006115 | 0.0093181 | 0 | 0 | 0.0062373 | 0.0095044 | 0 | 0 | 0.006362 | 0.0096945 | 0 | 0 | 0.0064893 | 0.0098884 | 0 | 0 | 0.0066191 | 0.010086 | 0 | 0 | 0.0067514 | 0.010288 | 0 | 0 | 0.0068865 | 0.010494 | 0 | 0 | 0.0070242 | 0.010704 | 0 | 0 | 0.0071647 | 0.010918 | 0 | 0 | 0.007308 | 0.011136 | 0 | 0 | 0.0074541 | 0.011359 | 0 | 0 | 0.0076032 | 0.011586 | 0 | 0 | 0.0077553 | 0.011818 | 0 | 0 | 0.0079104 | 0.012054 | 0 | 0 | 0.0080686 | 0.012295 | 0 | 0 | 0.00823 | 0.012541 | 0 | 0 | 0.0083835 | 0.012775 | 0 | 0 | 0.0085402 | 0.013014 | 0 | 0 | 0.0086969 | 0.013252 | 0
T&D ($/annual kWh) | 0 | 26-SFM-ResidentialSingleFamily-WAT_HEAT | 14 | TD:0:26-SFM-ResidentialSingleFamily-WAT_HEAT:14 | 0 | 0.0054537 | 0.0083105 | 0 | 0 | 0.0055628 | 0.0084767 | 0 | 0 | 0.0056741 | 0.0086462 | 0 | 0 | 0.0057876 | 0.0088191 | 0 | 0 | 0.0059033 | 0.0089955 | 0 | 0 | 0.0060214 | 0.0091754 | 0 | 0 | 0.0061418 | 0.0093589 | 0 | 0 | 0.0062646 | 0.0095461 | 0 | 0 | 0.0063899 | 0.009737 | 0 | 0 | 0.0065177 | 0.0099318 | 0 | 0 | 0.0066481 | 0.01013 | 0 | 0 | 0.006781 | 0.010333 | 0 | 0 | 0.0069167 | 0.01054 | 0 | 0 | 0.007055 | 0.01075 | 0 | 0 | 0.0071961 | 0.010965 | 0 | 0 | 0.00734 | 0.011185 | 0 | 0 | 0.0074868 | 0.011408 | 0 | 0 | 0.0076366 | 0.011637 | 0 | 0 | 0.0077893 | 0.011869 | 0 | 0 | 0.0079451 | 0.012107 | 0 | 0 | 0.008104 | 0.012349 | 0 | 0 | 0.008266 | 0.012596 | 0 | 0 | 0.0084203 | 0.012831 | 0 | 0 | 0.0085777 | 0.013071 | 0 | 0 | 0.008735 | 0.013311 | 0
T&D ($/annual kWh) | 0 | 26-SFM-ResidentialSingleFamily-WAT_HEAT | 15 | TD:0:26-SFM-ResidentialSingleFamily-WAT_HEAT:15 | 0 | 0.0054321 | 0.0082768 | 0 | 0 | 0.0055407 | 0.0084423 | 0 | 0 | 0.0056515 | 0.0086112 | 0 | 0 | 0.0057646 | 0.0087834 | 0 | 0 | 0.0058799 | 0.0089591 | 0 | 0 | 0.0059975 | 0.0091383 | 0 | 0 | 0.0061174 | 0.009321 | 0 | 0 | 0.0062398 | 0.0095074 | 0 | 0 | 0.0063645 | 0.0096976 | 0 | 0 | 0.0064918 | 0.0098915 | 0 | 0 | 0.0066217 | 0.010089 | 0 | 0 | 0.0067541 | 0.010291 | 0 | 0 | 0.0068892 | 0.010497 | 0 | 0 | 0.007027 | 0.010707 | 0 | 0 | 0.0071675 | 0.010921 | 0 | 0 | 0.0073109 | 0.011139 | 0 | 0 | 0.0074571 | 0.011362 | 0 | 0 | 0.0076062 | 0.01159 | 0 | 0 | 0.0077583 | 0.011821 | 0 | 0 | 0.0079135 | 0.012058 | 0 | 0 | 0.0080718 | 0.012299 | 0 | 0 | 0.0082332 | 0.012545 | 0 | 0 | 0.0083868 | 0.012779 | 0 | 0 | 0.0085436 | 0.013018 | 0 | 0 | 0.0087003 | 0.013257 | 0
T&D ($/annual kWh) | 0 | 26-SFM-ResidentialSingleFamily-WAT_HEAT | SYSTEM | TD:0:26-SFM-ResidentialSingleFamily-WAT_HEAT:SYSTEM | 0 | 0.0050517 | 0.0076978 | 0 | 0 | 0.0051527 | 0.0078517 | 0 | 0 | 0.0052557 | 0.0080088 | 0 | 0 | 0.0053609 | 0.0081689 | 0 | 0 | 0.0054681 | 0.0083323 | 0 | 0 | 0.0055774 | 0.008499 | 0 | 0 | 0.005689 | 0.0086689 | 0 | 0 | 0.0058028 | 0.0088423 | 0 | 0 | 0.0059188 | 0.0090192 | 0 | 0 | 0.0060372 | 0.0091995 | 0 | 0 | 0.0061579 | 0.0093835 | 0 | 0 | 0.0062811 | 0.0095712 | 0 | 0 | 0.0064067 | 0.0097626 | 0 | 0 | 0.0065349 | 0.0099579 | 0 | 0 | 0.0066656 | 0.010157 | 0 | 0 | 0.0067989 | 0.01036 | 0 | 0 | 0.0069348 | 0.010567 | 0 | 0 | 0.0070735 | 0.010779 | 0 | 0 | 0.007215 | 0.010994 | 0 | 0 | 0.0073593 | 0.011214 | 0 | 0 | 0.0075065 | 0.011438 | 0 | 0 | 0.0076566 | 0.011667 | 0 | 0 | 0.0077995 | 0.011885 | 0 | 0 | 0.0079453 | 0.012107 | 0 | 0 | 0.008091 | 0.012329 | 0
T&D ($/annual kWh) | 0 | 27-SMO-ResidentialMobileHome–SingleWide-CL_DRY | 7 | TD:0:27-SMO-ResidentialMobileHome–SingleWide-CL_DRY:7 | 0 | 0.0051767 | 0.0078884 | 0 | 0 | 0.0052803 | 0.0080461 | 0 | 0 | 0.0053859 | 0.0082071 | 0 | 0 | 0.0054936 | 0.0083712 | 0 | 0 | 0.0056035 | 0.0085386 | 0 | 0 | 0.0057155 | 0.0087094 | 0 | 0 | 0.0058299 | 0.0088836 | 0 | 0 | 0.0059465 | 0.0090613 | 0 | 0 | 0.0060654 | 0.0092425 | 0 | 0 | 0.0061867 | 0.0094273 | 0 | 0 | 0.0063104 | 0.0096159 | 0 | 0 | 0.0064366 | 0.0098082 | 0 | 0 | 0.0065654 | 0.010004 | 0 | 0 | 0.0066967 | 0.010204 | 0 | 0 | 0.0068306 | 0.010409 | 0 | 0 | 0.0069672 | 0.010617 | 0 | 0 | 0.0071066 | 0.010829 | 0 | 0 | 0.0072487 | 0.011046 | 0 | 0 | 0.0073937 | 0.011267 | 0 | 0 | 0.0075415 | 0.011492 | 0 | 0 | 0.0076924 | 0.011722 | 0 | 0 | 0.0078462 | 0.011956 | 0 | 0 | 0.0079926 | 0.012179 | 0 | 0 | 0.008142 | 0.012407 | 0 | 0 | 0.0082914 | 0.012634 | 0
T&D ($/annual kWh) | 0 | 27-SMO-ResidentialMobileHome–SingleWide-CL_DRY | 10 | TD:0:27-SMO-ResidentialMobileHome–SingleWide-CL_DRY:10 | 0 | 0.0055645 | 0.0084792 | 0 | 0 | 0.0056758 | 0.0086488 | 0 | 0 | 0.0057893 | 0.0088218 | 0 | 0 | 0.0059051 | 0.0089982 | 0 | 0 | 0.0060232 | 0.0091782 | 0 | 0 | 0.0061436 | 0.0093617 | 0 | 0 | 0.0062665 | 0.009549 | 0 | 0 | 0.0063918 | 0.00974 | 0 | 0 | 0.0065197 | 0.0099348 | 0 | 0 | 0.0066501 | 0.010133 | 0 | 0 | 0.0067831 | 0.010336 | 0 | 0 | 0.0069187 | 0.010543 | 0 | 0 | 0.0070571 | 0.010754 | 0 | 0 | 0.0071983 | 0.010969 | 0 | 0 | 0.0073422 | 0.011188 | 0 | 0 | 0.0074891 | 0.011412 | 0 | 0 | 0.0076388 | 0.01164 | 0 | 0 | 0.0077916 | 0.011873 | 0 | 0 | 0.0079475 | 0.01211 | 0 | 0 | 0.0081064 | 0.012353 | 0 | 0 | 0.0082685 | 0.0126 | 0 | 0 | 0.0084339 | 0.012852 | 0 | 0 | 0.0085913 | 0.013091 | 0 | 0 | 0.0087518 | 0.013336 | 0 | 0 | 0.0089124 | 0.013581 | 0
T&D ($/annual kWh) | 0 | 27-SMO-ResidentialMobileHome–SingleWide-CL_DRY | 14 | TD:0:27-SMO-ResidentialMobileHome–SingleWide-CL_DRY:14 | 0 | 0.0055889 | 0.0085164 | 0 | 0 | 0.0057007 | 0.0086867 | 0 | 0 | 0.0058147 | 0.0088605 | 0 | 0 | 0.005931 | 0.0090377 | 0 | 0 | 0.0060496 | 0.0092184 | 0 | 0 | 0.0061706 | 0.0094028 | 0 | 0 | 0.006294 | 0.0095908 | 0 | 0 | 0.0064199 | 0.0097827 | 0 | 0 | 0.0065483 | 0.0099783 | 0 | 0 | 0.0066792 | 0.010178 | 0 | 0 | 0.0068128 | 0.010381 | 0 | 0 | 0.0069491 | 0.010589 | 0 | 0 | 0.0070881 | 0.010801 | 0 | 0 | 0.0072298 | 0.011017 | 0 | 0 | 0.0073744 | 0.011237 | 0 | 0 | 0.0075219 | 0.011462 | 0 | 0 | 0.0076723 | 0.011691 | 0 | 0 | 0.0078258 | 0.011925 | 0 | 0 | 0.0079823 | 0.012164 | 0 | 0 | 0.0081419 | 0.012407 | 0 | 0 | 0.0083048 | 0.012655 | 0 | 0 | 0.0084709 | 0.012908 | 0 | 0 | 0.0086289 | 0.013149 | 0 | 0 | 0.0087902 | 0.013395 | 0 | 0 | 0.0089515 | 0.01364 | 0
T&D ($/annual kWh) | 0 | 27-SMO-ResidentialMobileHome–SingleWide-CL_DRY | 15 | TD:0:27-SMO-ResidentialMobileHome–SingleWide-CL_DRY:15 | 0 | 0.00558 | 0.0085019 | 0 | 0 | 0.0056916 | 0.0086719 | 0 | 0 | 0.0058055 | 0.0088453 | 0 | 0 | 0.0059216 | 0.0090223 | 0 | 0 | 0.00604 | 0.0092027 | 0 | 0 | 0.0061608 | 0.0093867 | 0 | 0 | 0.006284 | 0.0095745 | 0 | 0 | 0.0064097 | 0.009766 | 0 | 0 | 0.0065379 | 0.0099613 | 0 | 0 | 0.0066687 | 0.010161 | 0 | 0 | 0.006802 | 0.010364 | 0 | 0 | 0.0069381 | 0.010571 | 0 | 0 | 0.0070768 | 0.010782 | 0 | 0 | 0.0072184 | 0.010998 | 0 | 0 | 0.0073627 | 0.011218 | 0 | 0 | 0.00751 | 0.011442 | 0 | 0 | 0.0076602 | 0.011671 | 0 | 0 | 0.0078134 | 0.011905 | 0 | 0 | 0.0079697 | 0.012143 | 0 | 0 | 0.0081291 | 0.012386 | 0 | 0 | 0.0082916 | 0.012633 | 0 | 0 | 0.0084575 | 0.012886 | 0 | 0 | 0.0086153 | 0.013126 | 0 | 0 | 0.0087763 | 0.013372 | 0 | 0 | 0.0089373 | 0.013617 | 0
T&D ($/annual kWh) | 0 | 27-SMO-ResidentialMobileHome–SingleWide-CL_DRY | SYSTEM | TD:0:27-SMO-ResidentialMobileHome–SingleWide-CL_DRY:SYSTEM | 0 | 0.0051767 | 0.0078884 | 0 | 0 | 0.0052803 | 0.0080461 | 0 | 0 | 0.0053859 | 0.0082071 | 0 | 0 | 0.0054936 | 0.0083712 | 0 | 0 | 0.0056035 | 0.0085386 | 0 | 0 | 0.0057155 | 0.0087094 | 0 | 0 | 0.0058299 | 0.0088836 | 0 | 0 | 0.0059465 | 0.0090613 | 0 | 0 | 0.0060654 | 0.0092425 | 0 | 0 | 0.0061867 | 0.0094273 | 0 | 0 | 0.0063104 | 0.0096159 | 0 | 0 | 0.0064366 | 0.0098082 | 0 | 0 | 0.0065654 | 0.010004 | 0 | 0 | 0.0066967 | 0.010204 | 0 | 0 | 0.0068306 | 0.010409 | 0 | 0 | 0.0069672 | 0.010617 | 0 | 0 | 0.0071066 | 0.010829 | 0 | 0 | 0.0072487 | 0.011046 | 0 | 0 | 0.0073937 | 0.011267 | 0 | 0 | 0.0075415 | 0.011492 | 0 | 0 | 0.0076924 | 0.011722 | 0 | 0 | 0.0078462 | 0.011956 | 0 | 0 | 0.0079926 | 0.012179 | 0 | 0 | 0.008142 | 0.012407 | 0 | 0 | 0.0082914 | 0.012634 | 0
T&D ($/annual kWh) | 0 | 27-SMO-ResidentialMobileHome–SingleWide-CL_WASH | 7 | TD:0:27-SMO-ResidentialMobileHome–SingleWide-CL_WASH:7 | 0 | 0.0054877 | 0.0083623 | 0 | 0 | 0.0055975 | 0.0085295 | 0 | 0 | 0.0057094 | 0.0087001 | 0 | 0 | 0.0058236 | 0.0088741 | 0 | 0 | 0.0059401 | 0.0090516 | 0 | 0 | 0.0060589 | 0.0092326 | 0 | 0 | 0.0061801 | 0.0094173 | 0 | 0 | 0.0063037 | 0.0096056 | 0 | 0 | 0.0064298 | 0.0097977 | 0 | 0 | 0.0065584 | 0.0099937 | 0 | 0 | 0.0066895 | 0.010194 | 0 | 0 | 0.0068233 | 0.010397 | 0 | 0 | 0.0069598 | 0.010605 | 0 | 0 | 0.007099 | 0.010817 | 0 | 0 | 0.0072409 | 0.011034 | 0 | 0 | 0.0073858 | 0.011255 | 0 | 0 | 0.0075335 | 0.01148 | 0 | 0 | 0.0076842 | 0.011709 | 0 | 0 | 0.0078378 | 0.011943 | 0 | 0 | 0.0079946 | 0.012182 | 0 | 0 | 0.0081545 | 0.012426 | 0 | 0 | 0.0083176 | 0.012674 | 0 | 0 | 0.0084728 | 0.012911 | 0 | 0 | 0.0086311 | 0.013152 | 0 | 0 | 0.0087895 | 0.013393 | 0
T&D ($/annual kWh) | 0 | 27-SMO-ResidentialMobileHome–SingleWide-CL_WASH | 10 | TD:0:27-SMO-ResidentialMobileHome–SingleWide-CL_WASH:10 | 0 | 0.0058988 | 0.0089887 | 0 | 0 | 0.0060168 | 0.0091684 | 0 | 0 | 0.0061371 | 0.0093518 | 0 | 0 | 0.0062599 | 0.0095388 | 0 | 0 | 0.0063851 | 0.0097296 | 0 | 0 | 0.0065128 | 0.0099242 | 0 | 0 | 0.006643 | 0.010123 | 0 | 0 | 0.0067759 | 0.010325 | 0 | 0 | 0.0069114 | 0.010532 | 0 | 0 | 0.0070496 | 0.010742 | 0 | 0 | 0.0071906 | 0.010957 | 0 | 0 | 0.0073344 | 0.011176 | 0 | 0 | 0.0074811 | 0.0114 | 0 | 0 | 0.0076307 | 0.011628 | 0 | 0 | 0.0077834 | 0.01186 | 0 | 0 | 0.007939 | 0.012098 | 0 | 0 | 0.0080978 | 0.01234 | 0 | 0 | 0.0082598 | 0.012586 | 0 | 0 | 0.008425 | 0.012838 | 0 | 0 | 0.0085935 | 0.013095 | 0 | 0 | 0.0087653 | 0.013357 | 0 | 0 | 0.0089406 | 0.013624 | 0 | 0 | 0.0091075 | 0.013878 | 0 | 0 | 0.0092777 | 0.014137 | 0 | 0 | 0.0094479 | 0.014397 | 0
T&D ($/annual kWh) | 0 | 27-SMO-ResidentialMobileHome–SingleWide-CL_WASH | 14 | TD:0:27-SMO-ResidentialMobileHome–SingleWide-CL_WASH:14 | 0 | 0.0059247 | 0.0090281 | 0 | 0 | 0.0060432 | 0.0092086 | 0 | 0 | 0.006164 | 0.0093928 | 0 | 0 | 0.0062873 | 0.0095807 | 0 | 0 | 0.0064131 | 0.0097723 | 0 | 0 | 0.0065413 | 0.0099677 | 0 | 0 | 0.0066721 | 0.010167 | 0 | 0 | 0.0068056 | 0.01037 | 0 | 0 | 0.0069417 | 0.010578 | 0 | 0 | 0.0070805 | 0.010789 | 0 | 0 | 0.0072221 | 0.011005 | 0 | 0 | 0.0073666 | 0.011225 | 0 | 0 | 0.0075139 | 0.01145 | 0 | 0 | 0.0076642 | 0.011679 | 0 | 0 | 0.0078175 | 0.011912 | 0 | 0 | 0.0079738 | 0.012151 | 0 | 0 | 0.0081333 | 0.012394 | 0 | 0 | 0.008296 | 0.012641 | 0 | 0 | 0.0084619 | 0.012894 | 0 | 0 | 0.0086311 | 0.013152 | 0 | 0 | 0.0088038 | 0.013415 | 0 | 0 | 0.0089798 | 0.013684 | 0 | 0 | 0.0091474 | 0.013939 | 0 | 0 | 0.0093183 | 0.014199 | 0 | 0 | 0.0094893 | 0.01446 | 0
T&D ($/annual kWh) | 0 | 27-SMO-ResidentialMobileHome–SingleWide-CL_WASH | 15 | TD:0:27-SMO-ResidentialMobileHome–SingleWide-CL_WASH:15 | 0 | 0.0059144 | 0.0090114 | 0 | 0 | 0.0060327 | 0.0091916 | 0 | 0 | 0.0061534 | 0.0093754 | 0 | 0 | 0.0062764 | 0.009563 | 0 | 0 | 0.006402 | 0.0097542 | 0 | 0 | 0.00653 | 0.0099493 | 0 | 0 | 0.0066606 | 0.010148 | 0 | 0 | 0.0067938 | 0.010351 | 0 | 0 | 0.0069297 | 0.010558 | 0 | 0 | 0.0070683 | 0.010769 | 0 | 0 | 0.0072097 | 0.010985 | 0 | 0 | 0.0073539 | 0.011205 | 0 | 0 | 0.0075009 | 0.011429 | 0 | 0 | 0.007651 | 0.011657 | 0 | 0 | 0.007804 | 0.01189 | 0 | 0 | 0.00796 | 0.012128 | 0 | 0 | 0.0081192 | 0.012371 | 0 | 0 | 0.0082816 | 0.012618 | 0 | 0 | 0.0084473 | 0.01287 | 0 | 0 | 0.0086162 | 0.013128 | 0 | 0 | 0.0087885 | 0.01339 | 0 | 0 | 0.0089643 | 0.013658 | 0 | 0 | 0.0091316 | 0.013913 | 0 | 0 | 0.0093022 | 0.014173 | 0 | 0 | 0.0094729 | 0.014433 | 0
T&D ($/annual kWh) | 0 | 27-SMO-ResidentialMobileHome–SingleWide-CL_WASH | SYSTEM | TD:0:27-SMO-ResidentialMobileHome–SingleWide-CL_WASH:SYSTEM | 0 | 0.0054877 | 0.0083623 | 0 | 0 | 0.0055975 | 0.0085295 | 0 | 0 | 0.0057094 | 0.0087001 | 0 | 0 | 0.0058236 | 0.0088741 | 0 | 0 | 0.0059401 | 0.0090516 | 0 | 0 | 0.0060589 | 0.0092326 | 0 | 0 | 0.0061801 | 0.0094173 | 0 | 0 | 0.0063037 | 0.0096056 | 0 | 0 | 0.0064298 | 0.0097977 | 0 | 0 | 0.0065584 | 0.0099937 | 0 | 0 | 0.0066895 | 0.010194 | 0 | 0 | 0.0068233 | 0.010397 | 0 | 0 | 0.0069598 | 0.010605 | 0 | 0 | 0.007099 | 0.010817 | 0 | 0 | 0.0072409 | 0.011034 | 0 | 0 | 0.0073858 | 0.011255 | 0 | 0 | 0.0075335 | 0.01148 | 0 | 0 | 0.0076842 | 0.011709 | 0 | 0 | 0.0078378 | 0.011943 | 0 | 0 | 0.0079946 | 0.012182 | 0 | 0 | 0.0081545 | 0.012426 | 0 | 0 | 0.0083176 | 0.012674 | 0 | 0 | 0.0084728 | 0.012911 | 0 | 0 | 0.0086311 | 0.013152 | 0 | 0 | 0.0087895 | 0.013393 | 0
T&D ($/annual kWh) | 0 | 27-SMO-ResidentialMobileHome–SingleWide-DSH_WASH | 7 | TD:0:27-SMO-ResidentialMobileHome–SingleWide-DSH_WASH:7 | 0 | 0.010064 | 0.015335 | 0 | 0 | 0.010265 | 0.015642 | 0 | 0 | 0.01047 | 0.015955 | 0 | 0 | 0.01068 | 0.016274 | 0 | 0 | 0.010893 | 0.016599 | 0 | 0 | 0.011111 | 0.016931 | 0 | 0 | 0.011333 | 0.01727 | 0 | 0 | 0.01156 | 0.017615 | 0 | 0 | 0.011791 | 0.017967 | 0 | 0 | 0.012027 | 0.018327 | 0 | 0 | 0.012268 | 0.018693 | 0 | 0 | 0.012513 | 0.019067 | 0 | 0 | 0.012763 | 0.019449 | 0 | 0 | 0.013018 | 0.019838 | 0 | 0 | 0.013279 | 0.020234 | 0 | 0 | 0.013544 | 0.020639 | 0 | 0 | 0.013815 | 0.021052 | 0 | 0 | 0.014092 | 0.021473 | 0 | 0 | 0.014373 | 0.021902 | 0 | 0 | 0.014661 | 0.02234 | 0 | 0 | 0.014954 | 0.022787 | 0 | 0 | 0.015253 | 0.023243 | 0 | 0 | 0.015538 | 0.023677 | 0 | 0 | 0.015828 | 0.024119 | 0 | 0 | 0.016118 | 0.024562 | 0
T&D ($/annual kWh) | 0 | 27-SMO-ResidentialMobileHome–SingleWide-DSH_WASH | 10 | TD:0:27-SMO-ResidentialMobileHome–SingleWide-DSH_WASH:10 | 0 | 0.010817 | 0.016484 | 0 | 0 | 0.011034 | 0.016813 | 0 | 0 | 0.011254 | 0.01715 | 0 | 0 | 0.011479 | 0.017493 | 0 | 0 | 0.011709 | 0.017842 | 0 | 0 | 0.011943 | 0.018199 | 0 | 0 | 0.012182 | 0.018563 | 0 | 0 | 0.012426 | 0.018934 | 0 | 0 | 0.012674 | 0.019313 | 0 | 0 | 0.012928 | 0.019699 | 0 | 0 | 0.013186 | 0.020093 | 0 | 0 | 0.01345 | 0.020495 | 0 | 0 | 0.013719 | 0.020905 | 0 | 0 | 0.013993 | 0.021323 | 0 | 0 | 0.014273 | 0.02175 | 0 | 0 | 0.014559 | 0.022185 | 0 | 0 | 0.01485 | 0.022628 | 0 | 0 | 0.015147 | 0.023081 | 0 | 0 | 0.01545 | 0.023543 | 0 | 0 | 0.015759 | 0.024013 | 0 | 0 | 0.016074 | 0.024494 | 0 | 0 | 0.016395 | 0.024984 | 0 | 0 | 0.016701 | 0.02545 | 0 | 0 | 0.017014 | 0.025925 | 0 | 0 | 0.017326 | 0.026401 | 0
T&D ($/annual kWh) | 0 | 27-SMO-ResidentialMobileHome–SingleWide-DSH_WASH | 14 | TD:0:27-SMO-ResidentialMobileHome–SingleWide-DSH_WASH:14 | 0 | 0.010865 | 0.016556 | 0 | 0 | 0.011082 | 0.016887 | 0 | 0 | 0.011304 | 0.017225 | 0 | 0 | 0.01153 | 0.017569 | 0 | 0 | 0.01176 | 0.017921 | 0 | 0 | 0.011996 | 0.018279 | 0 | 0 | 0.012236 | 0.018645 | 0 | 0 | 0.01248 | 0.019017 | 0 | 0 | 0.01273 | 0.019398 | 0 | 0 | 0.012984 | 0.019786 | 0 | 0 | 0.013244 | 0.020181 | 0 | 0 | 0.013509 | 0.020585 | 0 | 0 | 0.013779 | 0.020997 | 0 | 0 | 0.014055 | 0.021417 | 0 | 0 | 0.014336 | 0.021845 | 0 | 0 | 0.014623 | 0.022282 | 0 | 0 | 0.014915 | 0.022728 | 0 | 0 | 0.015213 | 0.023182 | 0 | 0 | 0.015518 | 0.023646 | 0 | 0 | 0.015828 | 0.024119 | 0 | 0 | 0.016144 | 0.024601 | 0 | 0 | 0.016467 | 0.025093 | 0 | 0 | 0.016775 | 0.025561 | 0 | 0 | 0.017088 | 0.026039 | 0 | 0 | 0.017402 | 0.026517 | 0
T&D ($/annual kWh) | 0 | 27-SMO-ResidentialMobileHome–SingleWide-DSH_WASH | 15 | TD:0:27-SMO-ResidentialMobileHome–SingleWide-DSH_WASH:15 | 0 | 0.010797 | 0.016452 | 0 | 0 | 0.011013 | 0.016781 | 0 | 0 | 0.011233 | 0.017116 | 0 | 0 | 0.011458 | 0.017459 | 0 | 0 | 0.011687 | 0.017808 | 0 | 0 | 0.011921 | 0.018164 | 0 | 0 | 0.012159 | 0.018527 | 0 | 0 | 0.012402 | 0.018898 | 0 | 0 | 0.01265 | 0.019276 | 0 | 0 | 0.012903 | 0.019661 | 0 | 0 | 0.013161 | 0.020055 | 0 | 0 | 0.013425 | 0.020456 | 0 | 0 | 0.013693 | 0.020865 | 0 | 0 | 0.013967 | 0.021282 | 0 | 0 | 0.014246 | 0.021708 | 0 | 0 | 0.014531 | 0.022142 | 0 | 0 | 0.014822 | 0.022585 | 0 | 0 | 0.015118 | 0.023036 | 0 | 0 | 0.015421 | 0.023497 | 0 | 0 | 0.015729 | 0.023967 | 0 | 0 | 0.016044 | 0.024446 | 0 | 0 | 0.016364 | 0.024935 | 0 | 0 | 0.01667 | 0.025401 | 0 | 0 | 0.016981 | 0.025875 | 0 | 0 | 0.017293 | 0.02635 | 0
T&D ($/annual kWh) | 0 | 27-SMO-ResidentialMobileHome–SingleWide-DSH_WASH | SYSTEM | TD:0:27-SMO-ResidentialMobileHome–SingleWide-DSH_WASH:SYSTEM | 0 | 0.010064 | 0.015335 | 0 | 0 | 0.010265 | 0.015642 | 0 | 0 | 0.01047 | 0.015955 | 0 | 0 | 0.01068 | 0.016274 | 0 | 0 | 0.010893 | 0.016599 | 0 | 0 | 0.011111 | 0.016931 | 0 | 0 | 0.011333 | 0.01727 | 0 | 0 | 0.01156 | 0.017615 | 0 | 0 | 0.011791 | 0.017967 | 0 | 0 | 0.012027 | 0.018327 | 0 | 0 | 0.012268 | 0.018693 | 0 | 0 | 0.012513 | 0.019067 | 0 | 0 | 0.012763 | 0.019449 | 0 | 0 | 0.013018 | 0.019838 | 0 | 0 | 0.013279 | 0.020234 | 0 | 0 | 0.013544 | 0.020639 | 0 | 0 | 0.013815 | 0.021052 | 0 | 0 | 0.014092 | 0.021473 | 0 | 0 | 0.014373 | 0.021902 | 0 | 0 | 0.014661 | 0.02234 | 0 | 0 | 0.014954 | 0.022787 | 0 | 0 | 0.015253 | 0.023243 | 0 | 0 | 0.015538 | 0.023677 | 0 | 0 | 0.015828 | 0.024119 | 0 | 0 | 0.016118 | 0.024562 | 0
T&D ($/annual kWh) | 0 | 27-SMO-ResidentialMobileHome–SingleWide-FREEZ | 7 | TD:0:27-SMO-ResidentialMobileHome–SingleWide-FREEZ:7 | 0 | 0.0051716 | 0.0078806 | 0 | 0 | 0.0052751 | 0.0080382 | 0 | 0 | 0.0053806 | 0.008199 | 0 | 0 | 0.0054882 | 0.0083629 | 0 | 0 | 0.0055979 | 0.0085302 | 0 | 0 | 0.0057099 | 0.0087008 | 0 | 0 | 0.0058241 | 0.0088748 | 0 | 0 | 0.0059406 | 0.0090523 | 0 | 0 | 0.0060594 | 0.0092334 | 0 | 0 | 0.0061806 | 0.009418 | 0 | 0 | 0.0063042 | 0.0096064 | 0 | 0 | 0.0064303 | 0.0097985 | 0 | 0 | 0.0065589 | 0.0099945 | 0 | 0 | 0.0066901 | 0.010194 | 0 | 0 | 0.0068239 | 0.010398 | 0 | 0 | 0.0069603 | 0.010606 | 0 | 0 | 0.0070995 | 0.010818 | 0 | 0 | 0.0072415 | 0.011035 | 0 | 0 | 0.0073864 | 0.011255 | 0 | 0 | 0.0075341 | 0.011481 | 0 | 0 | 0.0076848 | 0.01171 | 0 | 0 | 0.0078385 | 0.011944 | 0 | 0 | 0.0079847 | 0.012167 | 0 | 0 | 0.008134 | 0.012395 | 0 | 0 | 0.0082832 | 0.012622 | 0
T&D ($/annual kWh) | 0 | 27-SMO-ResidentialMobileHome–SingleWide-FREEZ | 10 | TD:0:27-SMO-ResidentialMobileHome–SingleWide-FREEZ:10 | 0 | 0.0055591 | 0.0084709 | 0 | 0 | 0.0056702 | 0.0086404 | 0 | 0 | 0.0057836 | 0.0088132 | 0 | 0 | 0.0058993 | 0.0089894 | 0 | 0 | 0.0060173 | 0.0091692 | 0 | 0 | 0.0061376 | 0.0093526 | 0 | 0 | 0.0062604 | 0.0095397 | 0 | 0 | 0.0063856 | 0.0097305 | 0 | 0 | 0.0065133 | 0.0099251 | 0 | 0 | 0.0066436 | 0.010124 | 0 | 0 | 0.0067765 | 0.010326 | 0 | 0 | 0.006912 | 0.010533 | 0 | 0 | 0.0070502 | 0.010743 | 0 | 0 | 0.0071912 | 0.010958 | 0 | 0 | 0.0073351 | 0.011177 | 0 | 0 | 0.0074818 | 0.011401 | 0 | 0 | 0.0076314 | 0.011629 | 0 | 0 | 0.007784 | 0.011861 | 0 | 0 | 0.0079397 | 0.012099 | 0 | 0 | 0.0080985 | 0.012341 | 0 | 0 | 0.0082605 | 0.012587 | 0 | 0 | 0.0084257 | 0.012839 | 0 | 0 | 0.0085829 | 0.013079 | 0 | 0 | 0.0087433 | 0.013323 | 0 | 0 | 0.0089037 | 0.013568 | 0
T&D ($/annual kWh) | 0 | 27-SMO-ResidentialMobileHome–SingleWide-FREEZ | 14 | TD:0:27-SMO-ResidentialMobileHome–SingleWide-FREEZ:14 | 0 | 0.0055834 | 0.0085081 | 0 | 0 | 0.0056951 | 0.0086783 | 0 | 0 | 0.005809 | 0.0088518 | 0 | 0 | 0.0059252 | 0.0090289 | 0 | 0 | 0.0060437 | 0.0092094 | 0 | 0 | 0.0061646 | 0.0093936 | 0 | 0 | 0.0062879 | 0.0095815 | 0 | 0 | 0.0064136 | 0.0097731 | 0 | 0 | 0.0065419 | 0.0099686 | 0 | 0 | 0.0066727 | 0.010168 | 0 | 0 | 0.0068062 | 0.010371 | 0 | 0 | 0.0069423 | 0.010579 | 0 | 0 | 0.0070811 | 0.01079 | 0 | 0 | 0.0072228 | 0.011006 | 0 | 0 | 0.0073672 | 0.011226 | 0 | 0 | 0.0075146 | 0.011451 | 0 | 0 | 0.0076649 | 0.01168 | 0 | 0 | 0.0078182 | 0.011913 | 0 | 0 | 0.0079745 | 0.012152 | 0 | 0 | 0.008134 | 0.012395 | 0 | 0 | 0.0082967 | 0.012643 | 0 | 0 | 0.0084626 | 0.012895 | 0 | 0 | 0.0086205 | 0.013136 | 0 | 0 | 0.0087816 | 0.013382 | 0 | 0 | 0.0089428 | 0.013627 | 0
T&D ($/annual kWh) | 0 | 27-SMO-ResidentialMobileHome–SingleWide-FREEZ | 15 | TD:0:27-SMO-ResidentialMobileHome–SingleWide-FREEZ:15 | 0 | 0.0055759 | 0.0084956 | 0 | 0 | 0.0056875 | 0.0086655 | 0 | 0 | 0.0058012 | 0.0088388 | 0 | 0 | 0.0059172 | 0.0090156 | 0 | 0 | 0.0060356 | 0.0091959 | 0 | 0 | 0.0061563 | 0.0093798 | 0 | 0 | 0.0062794 | 0.0095674 | 0 | 0 | 0.006405 | 0.0097588 | 0 | 0 | 0.0065331 | 0.0099539 | 0 | 0 | 0.0066638 | 0.010153 | 0 | 0 | 0.006797 | 0.010356 | 0 | 0 | 0.006933 | 0.010563 | 0 | 0 | 0.0070716 | 0.010774 | 0 | 0 | 0.0072131 | 0.01099 | 0 | 0 | 0.0073573 | 0.01121 | 0 | 0 | 0.0075045 | 0.011434 | 0 | 0 | 0.0076546 | 0.011663 | 0 | 0 | 0.0078077 | 0.011896 | 0 | 0 | 0.0079638 | 0.012134 | 0 | 0 | 0.0081231 | 0.012376 | 0 | 0 | 0.0082856 | 0.012624 | 0 | 0 | 0.0084513 | 0.012876 | 0 | 0 | 0.008609 | 0.013117 | 0 | 0 | 0.0087699 | 0.013362 | 0 | 0 | 0.0089308 | 0.013607 | 0
T&D ($/annual kWh) | 0 | 27-SMO-ResidentialMobileHome–SingleWide-FREEZ | SYSTEM | TD:0:27-SMO-ResidentialMobileHome–SingleWide-FREEZ:SYSTEM | 0 | 0.0051716 | 0.0078806 | 0 | 0 | 0.0052751 | 0.0080382 | 0 | 0 | 0.0053806 | 0.008199 | 0 | 0 | 0.0054882 | 0.0083629 | 0 | 0 | 0.0055979 | 0.0085302 | 0 | 0 | 0.0057099 | 0.0087008 | 0 | 0 | 0.0058241 | 0.0088748 | 0 | 0 | 0.0059406 | 0.0090523 | 0 | 0 | 0.0060594 | 0.0092334 | 0 | 0 | 0.0061806 | 0.009418 | 0 | 0 | 0.0063042 | 0.0096064 | 0 | 0 | 0.0064303 | 0.0097985 | 0 | 0 | 0.0065589 | 0.0099945 | 0 | 0 | 0.0066901 | 0.010194 | 0 | 0 | 0.0068239 | 0.010398 | 0 | 0 | 0.0069603 | 0.010606 | 0 | 0 | 0.0070995 | 0.010818 | 0 | 0 | 0.0072415 | 0.011035 | 0 | 0 | 0.0073864 | 0.011255 | 0 | 0 | 0.0075341 | 0.011481 | 0 | 0 | 0.0076848 | 0.01171 | 0 | 0 | 0.0078385 | 0.011944 | 0 | 0 | 0.0079847 | 0.012167 | 0 | 0 | 0.008134 | 0.012395 | 0 | 0 | 0.0082832 | 0.012622 | 0
T&D ($/annual kWh) | 0 | 27-SMO-ResidentialMobileHome–SingleWide-LIGHT | 7 | TD:0:27-SMO-ResidentialMobileHome–SingleWide-LIGHT:7 | 0 | 0.0053353 | 0.00813 | 0 | 0 | 0.005442 | 0.0082926 | 0 | 0 | 0.0055509 | 0.0084585 | 0 | 0 | 0.0056619 | 0.0086277 | 0 | 0 | 0.0057751 | 0.0088002 | 0 | 0 | 0.0058906 | 0.0089762 | 0 | 0 | 0.0060085 | 0.0091558 | 0 | 0 | 0.0061286 | 0.0093389 | 0 | 0 | 0.0062512 | 0.0095256 | 0 | 0 | 0.0063762 | 0.0097162 | 0 | 0 | 0.0065038 | 0.0099105 | 0 | 0 | 0.0066338 | 0.010109 | 0 | 0 | 0.0067665 | 0.010311 | 0 | 0 | 0.0069018 | 0.010517 | 0 | 0 | 0.0070399 | 0.010727 | 0 | 0 | 0.0071807 | 0.010942 | 0 | 0 | 0.0073243 | 0.011161 | 0 | 0 | 0.0074708 | 0.011384 | 0 | 0 | 0.0076202 | 0.011612 | 0 | 0 | 0.0077726 | 0.011844 | 0 | 0 | 0.007928 | 0.012081 | 0 | 0 | 0.0080866 | 0.012322 | 0 | 0 | 0.0082375 | 0.012552 | 0 | 0 | 0.0083914 | 0.012787 | 0 | 0 | 0.0085454 | 0.013022 | 0
T&D ($/annual kWh) | 0 | 27-SMO-ResidentialMobileHome–SingleWide-LIGHT | 10 | TD:0:27-SMO-ResidentialMobileHome–SingleWide-LIGHT:10 | 0 | 0.005735 | 0.0087391 | 0 | 0 | 0.0058497 | 0.0089138 | 0 | 0 | 0.0059667 | 0.0090921 | 0 | 0 | 0.006086 | 0.009274 | 0 | 0 | 0.0062078 | 0.0094594 | 0 | 0 | 0.0063319 | 0.0096486 | 0 | 0 | 0.0064585 | 0.0098416 | 0 | 0 | 0.0065877 | 0.010038 | 0 | 0 | 0.0067195 | 0.010239 | 0 | 0 | 0.0068539 | 0.010444 | 0 | 0 | 0.0069909 | 0.010653 | 0 | 0 | 0.0071308 | 0.010866 | 0 | 0 | 0.0072734 | 0.011083 | 0 | 0 | 0.0074188 | 0.011305 | 0 | 0 | 0.0075672 | 0.011531 | 0 | 0 | 0.0077186 | 0.011762 | 0 | 0 | 0.0078729 | 0.011997 | 0 | 0 | 0.0080304 | 0.012237 | 0 | 0 | 0.008191 | 0.012482 | 0 | 0 | 0.0083548 | 0.012731 | 0 | 0 | 0.0085219 | 0.012986 | 0 | 0 | 0.0086924 | 0.013245 | 0 | 0 | 0.0088545 | 0.013493 | 0 | 0 | 0.00902 | 0.013745 | 0 | 0 | 0.0091855 | 0.013997 | 0
T&D ($/annual kWh) | 0 | 27-SMO-ResidentialMobileHome–SingleWide-LIGHT | 14 | TD:0:27-SMO-ResidentialMobileHome–SingleWide-LIGHT:14 | 0 | 0.0057602 | 0.0087774 | 0 | 0 | 0.0058754 | 0.0089529 | 0 | 0 | 0.0059929 | 0.009132 | 0 | 0 | 0.0061127 | 0.0093146 | 0 | 0 | 0.006235 | 0.0095009 | 0 | 0 | 0.0063597 | 0.0096909 | 0 | 0 | 0.0064869 | 0.0098848 | 0 | 0 | 0.0066166 | 0.010082 | 0 | 0 | 0.0067489 | 0.010284 | 0 | 0 | 0.0068839 | 0.01049 | 0 | 0 | 0.0070216 | 0.0107 | 0 | 0 | 0.007162 | 0.010914 | 0 | 0 | 0.0073053 | 0.011132 | 0 | 0 | 0.0074514 | 0.011354 | 0 | 0 | 0.0076004 | 0.011582 | 0 | 0 | 0.0077524 | 0.011813 | 0 | 0 | 0.0079075 | 0.012049 | 0 | 0 | 0.0080656 | 0.01229 | 0 | 0 | 0.0082269 | 0.012536 | 0 | 0 | 0.0083915 | 0.012787 | 0 | 0 | 0.0085593 | 0.013043 | 0 | 0 | 0.0087305 | 0.013304 | 0 | 0 | 0.0088934 | 0.013552 | 0 | 0 | 0.0090596 | 0.013805 | 0 | 0 | 0.0092258 | 0.014058 | 0
T&D ($/annual kWh) | 0 | 27-SMO-ResidentialMobileHome–SingleWide-LIGHT | 15 | TD:0:27-SMO-ResidentialMobileHome–SingleWide-LIGHT:15 | 0 | 0.0057376 | 0.0087424 | 0 | 0 | 0.0058524 | 0.0089172 | 0 | 0 | 0.0059694 | 0.0090956 | 0 | 0 | 0.0060888 | 0.0092775 | 0 | 0 | 0.0062106 | 0.009463 | 0 | 0 | 0.0063348 | 0.0096523 | 0 | 0 | 0.0064615 | 0.0098453 | 0 | 0 | 0.0065907 | 0.010042 | 0 | 0 | 0.0067226 | 0.010243 | 0 | 0 | 0.006857 | 0.010448 | 0 | 0 | 0.0069941 | 0.010657 | 0 | 0 | 0.007134 | 0.01087 | 0 | 0 | 0.0072767 | 0.011087 | 0 | 0 | 0.0074222 | 0.011309 | 0 | 0 | 0.0075707 | 0.011535 | 0 | 0 | 0.0077221 | 0.011766 | 0 | 0 | 0.0078765 | 0.012001 | 0 | 0 | 0.0080341 | 0.012241 | 0 | 0 | 0.0081948 | 0.012486 | 0 | 0 | 0.0083587 | 0.012736 | 0 | 0 | 0.0085258 | 0.012991 | 0 | 0 | 0.0086963 | 0.013251 | 0 | 0 | 0.0088586 | 0.013498 | 0 | 0 | 0.0090242 | 0.01375 | 0 | 0 | 0.0091897 | 0.014002 | 0
T&D ($/annual kWh) | 0 | 27-SMO-ResidentialMobileHome–SingleWide-LIGHT | SYSTEM | TD:0:27-SMO-ResidentialMobileHome–SingleWide-LIGHT:SYSTEM | 0 | 0.0053353 | 0.00813 | 0 | 0 | 0.005442 | 0.0082926 | 0 | 0 | 0.0055509 | 0.0084585 | 0 | 0 | 0.0056619 | 0.0086277 | 0 | 0 | 0.0057751 | 0.0088002 | 0 | 0 | 0.0058906 | 0.0089762 | 0 | 0 | 0.0060085 | 0.0091558 | 0 | 0 | 0.0061286 | 0.0093389 | 0 | 0 | 0.0062512 | 0.0095256 | 0 | 0 | 0.0063762 | 0.0097162 | 0 | 0 | 0.0065038 | 0.0099105 | 0 | 0 | 0.0066338 | 0.010109 | 0 | 0 | 0.0067665 | 0.010311 | 0 | 0 | 0.0069018 | 0.010517 | 0 | 0 | 0.0070399 | 0.010727 | 0 | 0 | 0.0071807 | 0.010942 | 0 | 0 | 0.0073243 | 0.011161 | 0 | 0 | 0.0074708 | 0.011384 | 0 | 0 | 0.0076202 | 0.011612 | 0 | 0 | 0.0077726 | 0.011844 | 0 | 0 | 0.007928 | 0.012081 | 0 | 0 | 0.0080866 | 0.012322 | 0 | 0 | 0.0082375 | 0.012552 | 0 | 0 | 0.0083914 | 0.012787 | 0 | 0 | 0.0085454 | 0.013022 | 0
T&D ($/annual kWh) | 0 | 27-SMO-ResidentialMobileHome–SingleWide-POOL_PMP | 7 | TD:0:27-SMO-ResidentialMobileHome–SingleWide-POOL_PMP:7 | 0 | 0.0021399 | 0.0032608 | 0 | 0 | 0.0021827 | 0.003326 | 0 | 0 | 0.0022264 | 0.0033926 | 0 | 0 | 0.0022709 | 0.0034604 | 0 | 0 | 0.0023163 | 0.0035296 | 0 | 0 | 0.0023626 | 0.0036002 | 0 | 0 | 0.0024099 | 0.0036722 | 0 | 0 | 0.0024581 | 0.0037457 | 0 | 0 | 0.0025072 | 0.0038206 | 0 | 0 | 0.0025574 | 0.003897 | 0 | 0 | 0.0026085 | 0.0039749 | 0 | 0 | 0.0026607 | 0.0040544 | 0 | 0 | 0.0027139 | 0.0041355 | 0 | 0 | 0.0027682 | 0.0042182 | 0 | 0 | 0.0028236 | 0.0043026 | 0 | 0 | 0.00288 | 0.0043886 | 0 | 0 | 0.0029376 | 0.0044764 | 0 | 0 | 0.0029964 | 0.0045659 | 0 | 0 | 0.0030563 | 0.0046573 | 0 | 0 | 0.0031174 | 0.0047504 | 0 | 0 | 0.0031798 | 0.0048454 | 0 | 0 | 0.0032434 | 0.0049423 | 0 | 0 | 0.0033039 | 0.0050345 | 0 | 0 | 0.0033657 | 0.0051286 | 0 | 0 | 0.0034274 | 0.0052227 | 0
T&D ($/annual kWh) | 0 | 27-SMO-ResidentialMobileHome–SingleWide-POOL_PMP | 10 | TD:0:27-SMO-ResidentialMobileHome–SingleWide-POOL_PMP:10 | 0 | 0.0023002 | 0.003505 | 0 | 0 | 0.0023462 | 0.0035751 | 0 | 0 | 0.0023931 | 0.0036466 | 0 | 0 | 0.002441 | 0.0037196 | 0 | 0 | 0.0024898 | 0.003794 | 0 | 0 | 0.0025396 | 0.0038698 | 0 | 0 | 0.0025904 | 0.0039472 | 0 | 0 | 0.0026422 | 0.0040262 | 0 | 0 | 0.002695 | 0.0041067 | 0 | 0 | 0.0027489 | 0.0041888 | 0 | 0 | 0.0028039 | 0.0042726 | 0 | 0 | 0.00286 | 0.0043581 | 0 | 0 | 0.0029172 | 0.0044452 | 0 | 0 | 0.0029755 | 0.0045341 | 0 | 0 | 0.003035 | 0.0046248 | 0 | 0 | 0.0030957 | 0.0047173 | 0 | 0 | 0.0031576 | 0.0048116 | 0 | 0 | 0.0032208 | 0.0049079 | 0 | 0 | 0.0032852 | 0.005006 | 0 | 0 | 0.0033509 | 0.0051062 | 0 | 0 | 0.0034179 | 0.0052083 | 0 | 0 | 0.0034863 | 0.0053124 | 0 | 0 | 0.0035513 | 0.0054116 | 0 | 0 | 0.0036177 | 0.0055127 | 0 | 0 | 0.0036841 | 0.0056139 | 0
T&D ($/annual kWh) | 0 | 27-SMO-ResidentialMobileHome–SingleWide-POOL_PMP | 14 | TD:0:27-SMO-ResidentialMobileHome–SingleWide-POOL_PMP:14 | 0 | 0.0023103 | 0.0035204 | 0 | 0 | 0.0023565 | 0.0035908 | 0 | 0 | 0.0024036 | 0.0036626 | 0 | 0 | 0.0024517 | 0.0037359 | 0 | 0 | 0.0025007 | 0.0038106 | 0 | 0 | 0.0025507 | 0.0038868 | 0 | 0 | 0.0026017 | 0.0039645 | 0 | 0 | 0.0026538 | 0.0040438 | 0 | 0 | 0.0027068 | 0.0041247 | 0 | 0 | 0.002761 | 0.0042072 | 0 | 0 | 0.0028162 | 0.0042913 | 0 | 0 | 0.0028725 | 0.0043772 | 0 | 0 | 0.00293 | 0.0044647 | 0 | 0 | 0.0029886 | 0.004554 | 0 | 0 | 0.0030483 | 0.0046451 | 0 | 0 | 0.0031093 | 0.004738 | 0 | 0 | 0.0031715 | 0.0048327 | 0 | 0 | 0.0032349 | 0.0049294 | 0 | 0 | 0.0032996 | 0.005028 | 0 | 0 | 0.0033656 | 0.0051285 | 0 | 0 | 0.0034329 | 0.0052311 | 0 | 0 | 0.0035016 | 0.0053357 | 0 | 0 | 0.0035669 | 0.0054353 | 0 | 0 | 0.0036336 | 0.0055369 | 0 | 0 | 0.0037002 | 0.0056385 | 0
T&D ($/annual kWh) | 0 | 27-SMO-ResidentialMobileHome–SingleWide-POOL_PMP | 15 | TD:0:27-SMO-ResidentialMobileHome–SingleWide-POOL_PMP:15 | 0 | 0.0023408 | 0.0035656 | 0 | 0 | 0.0023877 | 0.0036369 | 0 | 0 | 0.0024354 | 0.0037096 | 0 | 0 | 0.0024841 | 0.0037838 | 0 | 0 | 0.0025338 | 0.0038595 | 0 | 0 | 0.0025845 | 0.0039367 | 0 | 0 | 0.0026362 | 0.0040154 | 0 | 0 | 0.0026889 | 0.0040957 | 0 | 0 | 0.0027427 | 0.0041776 | 0 | 0 | 0.0027975 | 0.0042612 | 0 | 0 | 0.0028535 | 0.0043464 | 0 | 0 | 0.0029105 | 0.0044333 | 0 | 0 | 0.0029688 | 0.004522 | 0 | 0 | 0.0030281 | 0.0046125 | 0 | 0 | 0.0030887 | 0.0047047 | 0 | 0 | 0.0031505 | 0.0047988 | 0 | 0 | 0.0032135 | 0.0048948 | 0 | 0 | 0.0032777 | 0.0049927 | 0 | 0 | 0.0033433 | 0.0050925 | 0 | 0 | 0.0034102 | 0.0051944 | 0 | 0 | 0.0034784 | 0.0052983 | 0 | 0 | 0.0035479 | 0.0054042 | 0 | 0 | 0.0036141 | 0.0055051 | 0 | 0 | 0.0036817 | 0.005608 | 0 | 0 | 0.0037492 | 0.0057108 | 0
T&D ($/annual kWh) | 0 | 27-SMO-ResidentialMobileHome–SingleWide-POOL_PMP | SYSTEM | TD:0:27-SMO-ResidentialMobileHome–SingleWide-POOL_PMP:SYSTEM | 0 | 0.0021399 | 0.0032608 | 0 | 0 | 0.0021827 | 0.003326 | 0 | 0 | 0.0022264 | 0.0033926 | 0 | 0 | 0.0022709 | 0.0034604 | 0 | 0 | 0.0023163 | 0.0035296 | 0 | 0 | 0.0023626 | 0.0036002 | 0 | 0 | 0.0024099 | 0.0036722 | 0 | 0 | 0.0024581 | 0.0037457 | 0 | 0 | 0.0025072 | 0.0038206 | 0 | 0 | 0.0025574 | 0.003897 | 0 | 0 | 0.0026085 | 0.0039749 | 0 | 0 | 0.0026607 | 0.0040544 | 0 | 0 | 0.0027139 | 0.0041355 | 0 | 0 | 0.0027682 | 0.0042182 | 0 | 0 | 0.0028236 | 0.0043026 | 0 | 0 | 0.00288 | 0.0043886 | 0 | 0 | 0.0029376 | 0.0044764 | 0 | 0 | 0.0029964 | 0.0045659 | 0 | 0 | 0.0030563 | 0.0046573 | 0 | 0 | 0.0031174 | 0.0047504 | 0 | 0 | 0.0031798 | 0.0048454 | 0 | 0 | 0.0032434 | 0.0049423 | 0 | 0 | 0.0033039 | 0.0050345 | 0 | 0 | 0.0033657 | 0.0051286 | 0 | 0 | 0.0034274 | 0.0052227 | 0
T&D ($/annual kWh) | 0 | 27-SMO-ResidentialMobileHome–SingleWide-REFG | 7 | TD:0:27-SMO-ResidentialMobileHome–SingleWide-REFG:7 | 0 | 0.0053391 | 0.0081357 | 0 | 0 | 0.0054458 | 0.0082984 | 0 | 0 | 0.0055548 | 0.0084644 | 0 | 0 | 0.0056658 | 0.0086337 | 0 | 0 | 0.0057792 | 0.0088063 | 0 | 0 | 0.0058947 | 0.0089825 | 0 | 0 | 0.0060126 | 0.0091621 | 0 | 0 | 0.0061329 | 0.0093454 | 0 | 0 | 0.0062556 | 0.0095323 | 0 | 0 | 0.0063807 | 0.0097229 | 0 | 0 | 0.0065083 | 0.0099174 | 0 | 0 | 0.0066384 | 0.010116 | 0 | 0 | 0.0067712 | 0.010318 | 0 | 0 | 0.0069066 | 0.010524 | 0 | 0 | 0.0070448 | 0.010735 | 0 | 0 | 0.0071857 | 0.01095 | 0 | 0 | 0.0073294 | 0.011169 | 0 | 0 | 0.007476 | 0.011392 | 0 | 0 | 0.0076255 | 0.01162 | 0 | 0 | 0.007778 | 0.011852 | 0 | 0 | 0.0079336 | 0.012089 | 0 | 0 | 0.0080922 | 0.012331 | 0 | 0 | 0.0082432 | 0.012561 | 0 | 0 | 0.0083973 | 0.012796 | 0 | 0 | 0.0085513 | 0.013031 | 0
T&D ($/annual kWh) | 0 | 27-SMO-ResidentialMobileHome–SingleWide-REFG | 10 | TD:0:27-SMO-ResidentialMobileHome–SingleWide-REFG:10 | 0 | 0.005739 | 0.0087451 | 0 | 0 | 0.0058537 | 0.00892 | 0 | 0 | 0.0059708 | 0.0090984 | 0 | 0 | 0.0060902 | 0.0092804 | 0 | 0 | 0.006212 | 0.009466 | 0 | 0 | 0.0063363 | 0.0096553 | 0 | 0 | 0.006463 | 0.0098484 | 0 | 0 | 0.0065923 | 0.010045 | 0 | 0 | 0.0067241 | 0.010246 | 0 | 0 | 0.0068586 | 0.010451 | 0 | 0 | 0.0069958 | 0.01066 | 0 | 0 | 0.0071357 | 0.010873 | 0 | 0 | 0.0072784 | 0.011091 | 0 | 0 | 0.007424 | 0.011313 | 0 | 0 | 0.0075724 | 0.011539 | 0 | 0 | 0.0077239 | 0.01177 | 0 | 0 | 0.0078784 | 0.012005 | 0 | 0 | 0.0080359 | 0.012245 | 0 | 0 | 0.0081967 | 0.01249 | 0 | 0 | 0.0083606 | 0.01274 | 0 | 0 | 0.0085278 | 0.012995 | 0 | 0 | 0.0086984 | 0.013255 | 0 | 0 | 0.0088607 | 0.013502 | 0 | 0 | 0.0090263 | 0.013754 | 0 | 0 | 0.0091919 | 0.014007 | 0
T&D ($/annual kWh) | 0 | 27-SMO-ResidentialMobileHome–SingleWide-REFG | 14 | TD:0:27-SMO-ResidentialMobileHome–SingleWide-REFG:14 | 0 | 0.0057641 | 0.0087834 | 0 | 0 | 0.0058794 | 0.0089591 | 0 | 0 | 0.005997 | 0.0091383 | 0 | 0 | 0.0061169 | 0.009321 | 0 | 0 | 0.0062393 | 0.0095075 | 0 | 0 | 0.0063641 | 0.0096976 | 0 | 0 | 0.0064913 | 0.0098916 | 0 | 0 | 0.0066212 | 0.010089 | 0 | 0 | 0.0067536 | 0.010291 | 0 | 0 | 0.0068887 | 0.010497 | 0 | 0 | 0.0070264 | 0.010707 | 0 | 0 | 0.007167 | 0.010921 | 0 | 0 | 0.0073103 | 0.01114 | 0 | 0 | 0.0074565 | 0.011362 | 0 | 0 | 0.0076056 | 0.01159 | 0 | 0 | 0.0077578 | 0.011821 | 0 | 0 | 0.0079129 | 0.012058 | 0 | 0 | 0.0080712 | 0.012299 | 0 | 0 | 0.0082326 | 0.012545 | 0 | 0 | 0.0083972 | 0.012796 | 0 | 0 | 0.0085652 | 0.013052 | 0 | 0 | 0.0087365 | 0.013313 | 0 | 0 | 0.0088995 | 0.013561 | 0 | 0 | 0.0090658 | 0.013815 | 0 | 0 | 0.0092322 | 0.014068 | 0
T&D ($/annual kWh) | 0 | 27-SMO-ResidentialMobileHome–SingleWide-REFG | 15 | TD:0:27-SMO-ResidentialMobileHome–SingleWide-REFG:15 | 0 | 0.0057538 | 0.0087666 | 0 | 0 | 0.0058689 | 0.0089419 | 0 | 0 | 0.0059862 | 0.0091208 | 0 | 0 | 0.006106 | 0.0093032 | 0 | 0 | 0.0062281 | 0.0094893 | 0 | 0 | 0.0063526 | 0.0096791 | 0 | 0 | 0.0064797 | 0.0098726 | 0 | 0 | 0.0066093 | 0.01007 | 0 | 0 | 0.0067415 | 0.010271 | 0 | 0 | 0.0068763 | 0.010477 | 0 | 0 | 0.0070138 | 0.010686 | 0 | 0 | 0.0071541 | 0.0109 | 0 | 0 | 0.0072972 | 0.011118 | 0 | 0 | 0.0074431 | 0.011341 | 0 | 0 | 0.007592 | 0.011567 | 0 | 0 | 0.0077438 | 0.011799 | 0 | 0 | 0.0078987 | 0.012035 | 0 | 0 | 0.0080567 | 0.012275 | 0 | 0 | 0.0082178 | 0.012521 | 0 | 0 | 0.0083822 | 0.012771 | 0 | 0 | 0.0085498 | 0.013027 | 0 | 0 | 0.0087208 | 0.013287 | 0 | 0 | 0.0088835 | 0.013535 | 0 | 0 | 0.0090496 | 0.013788 | 0 | 0 | 0.0092156 | 0.014041 | 0
T&D ($/annual kWh) | 0 | 27-SMO-ResidentialMobileHome–SingleWide-REFG | SYSTEM | TD:0:27-SMO-ResidentialMobileHome–SingleWide-REFG:SYSTEM | 0 | 0.0053391 | 0.0081357 | 0 | 0 | 0.0054458 | 0.0082984 | 0 | 0 | 0.0055548 | 0.0084644 | 0 | 0 | 0.0056658 | 0.0086337 | 0 | 0 | 0.0057792 | 0.0088063 | 0 | 0 | 0.0058947 | 0.0089825 | 0 | 0 | 0.0060126 | 0.0091621 | 0 | 0 | 0.0061329 | 0.0093454 | 0 | 0 | 0.0062556 | 0.0095323 | 0 | 0 | 0.0063807 | 0.0097229 | 0 | 0 | 0.0065083 | 0.0099174 | 0 | 0 | 0.0066384 | 0.010116 | 0 | 0 | 0.0067712 | 0.010318 | 0 | 0 | 0.0069066 | 0.010524 | 0 | 0 | 0.0070448 | 0.010735 | 0 | 0 | 0.0071857 | 0.01095 | 0 | 0 | 0.0073294 | 0.011169 | 0 | 0 | 0.007476 | 0.011392 | 0 | 0 | 0.0076255 | 0.01162 | 0 | 0 | 0.007778 | 0.011852 | 0 | 0 | 0.0079336 | 0.012089 | 0 | 0 | 0.0080922 | 0.012331 | 0 | 0 | 0.0082432 | 0.012561 | 0 | 0 | 0.0083973 | 0.012796 | 0 | 0 | 0.0085513 | 0.013031 | 0
T&D ($/annual kWh) | 0 | 27-SMO-ResidentialMobileHome–SingleWide-SP_COOL | 7 | TD:0:27-SMO-ResidentialMobileHome–SingleWide-SP_COOL:7 | 0 | 0.061905 | 0.094332 | 0 | 0 | 0.063143 | 0.096218 | 0 | 0 | 0.064406 | 0.098143 | 0 | 0 | 0.065694 | 0.10011 | 0 | 0 | 0.067008 | 0.10211 | 0 | 0 | 0.068348 | 0.10415 | 0 | 0 | 0.069715 | 0.10623 | 0 | 0 | 0.07111 | 0.10836 | 0 | 0 | 0.072532 | 0.11052 | 0 | 0 | 0.073982 | 0.11274 | 0 | 0 | 0.075462 | 0.11499 | 0 | 0 | 0.076971 | 0.11729 | 0 | 0 | 0.078511 | 0.11964 | 0 | 0 | 0.080081 | 0.12203 | 0 | 0 | 0.081683 | 0.12447 | 0 | 0 | 0.083316 | 0.12696 | 0 | 0 | 0.084983 | 0.1295 | 0 | 0 | 0.086682 | 0.13209 | 0 | 0 | 0.088416 | 0.13473 | 0 | 0 | 0.090184 | 0.13742 | 0 | 0 | 0.091988 | 0.14017 | 0 | 0 | 0.093828 | 0.14298 | 0 | 0 | 0.095578 | 0.14564 | 0 | 0 | 0.097365 | 0.14837 | 0 | 0 | 0.099151 | 0.15109 | 0
T&D ($/annual kWh) | 0 | 27-SMO-ResidentialMobileHome–SingleWide-SP_COOL | 10 | TD:0:27-SMO-ResidentialMobileHome–SingleWide-SP_COOL:10 | 0 | 0.059492 | 0.090655 | 0 | 0 | 0.060682 | 0.092468 | 0 | 0 | 0.061896 | 0.094318 | 0 | 0 | 0.063134 | 0.096204 | 0 | 0 | 0.064396 | 0.098128 | 0 | 0 | 0.065684 | 0.10009 | 0 | 0 | 0.066998 | 0.10209 | 0 | 0 | 0.068338 | 0.10413 | 0 | 0 | 0.069705 | 0.10622 | 0 | 0 | 0.071099 | 0.10834 | 0 | 0 | 0.072521 | 0.11051 | 0 | 0 | 0.073971 | 0.11272 | 0 | 0 | 0.075451 | 0.11497 | 0 | 0 | 0.07696 | 0.11727 | 0 | 0 | 0.078499 | 0.11962 | 0 | 0 | 0.080069 | 0.12201 | 0 | 0 | 0.08167 | 0.12445 | 0 | 0 | 0.083304 | 0.12694 | 0 | 0 | 0.08497 | 0.12948 | 0 | 0 | 0.086669 | 0.13207 | 0 | 0 | 0.088403 | 0.13471 | 0 | 0 | 0.090171 | 0.1374 | 0 | 0 | 0.091853 | 0.13997 | 0 | 0 | 0.09357 | 0.14258 | 0 | 0 | 0.095286 | 0.1452 | 0
T&D ($/annual kWh) | 0 | 27-SMO-ResidentialMobileHome–SingleWide-SP_COOL | 14 | TD:0:27-SMO-ResidentialMobileHome–SingleWide-SP_COOL:14 | 0 | 0.059341 | 0.090424 | 0 | 0 | 0.060527 | 0.092232 | 0 | 0 | 0.061738 | 0.094077 | 0 | 0 | 0.062973 | 0.095958 | 0 | 0 | 0.064232 | 0.097878 | 0 | 0 | 0.065517 | 0.099835 | 0 | 0 | 0.066827 | 0.10183 | 0 | 0 | 0.068164 | 0.10387 | 0 | 0 | 0.069527 | 0.10595 | 0 | 0 | 0.070917 | 0.10806 | 0 | 0 | 0.072336 | 0.11023 | 0 | 0 | 0.073783 | 0.11243 | 0 | 0 | 0.075258 | 0.11468 | 0 | 0 | 0.076763 | 0.11697 | 0 | 0 | 0.078299 | 0.11931 | 0 | 0 | 0.079865 | 0.1217 | 0 | 0 | 0.081462 | 0.12413 | 0 | 0 | 0.083091 | 0.12662 | 0 | 0 | 0.084753 | 0.12915 | 0 | 0 | 0.086448 | 0.13173 | 0 | 0 | 0.088177 | 0.13436 | 0 | 0 | 0.08994 | 0.13705 | 0 | 0 | 0.091619 | 0.13961 | 0 | 0 | 0.093331 | 0.14222 | 0 | 0 | 0.095043 | 0.14483 | 0
T&D ($/annual kWh) | 0 | 27-SMO-ResidentialMobileHome–SingleWide-SP_COOL | 15 | TD:0:27-SMO-ResidentialMobileHome–SingleWide-SP_COOL:15 | 0 | 0.058821 | 0.08961 | 0 | 0 | 0.059997 | 0.091402 | 0 | 0 | 0.061197 | 0.093231 | 0 | 0 | 0.062421 | 0.095095 | 0 | 0 | 0.06367 | 0.096997 | 0 | 0 | 0.064943 | 0.098937 | 0 | 0 | 0.066242 | 0.10092 | 0 | 0 | 0.067567 | 0.10293 | 0 | 0 | 0.068918 | 0.10499 | 0 | 0 | 0.070296 | 0.10709 | 0 | 0 | 0.071702 | 0.10923 | 0 | 0 | 0.073136 | 0.11142 | 0 | 0 | 0.074599 | 0.11365 | 0 | 0 | 0.076091 | 0.11592 | 0 | 0 | 0.077613 | 0.11824 | 0 | 0 | 0.079165 | 0.1206 | 0 | 0 | 0.080748 | 0.12302 | 0 | 0 | 0.082363 | 0.12548 | 0 | 0 | 0.084011 | 0.12799 | 0 | 0 | 0.085691 | 0.13055 | 0 | 0 | 0.087405 | 0.13316 | 0 | 0 | 0.089153 | 0.13582 | 0 | 0 | 0.090816 | 0.13835 | 0 | 0 | 0.092514 | 0.14094 | 0 | 0 | 0.094211 | 0.14352 | 0
T&D ($/annual kWh) | 0 | 27-SMO-ResidentialMobileHome–SingleWide-SP_COOL | SYSTEM | TD:0:27-SMO-ResidentialMobileHome–SingleWide-SP_COOL:SYSTEM | 0 | 0.058821 | 0.08961 | 0 | 0 | 0.059997 | 0.091402 | 0 | 0 | 0.061197 | 0.093231 | 0 | 0 | 0.062421 | 0.095095 | 0 | 0 | 0.06367 | 0.096997 | 0 | 0 | 0.064943 | 0.098937 | 0 | 0 | 0.066242 | 0.10092 | 0 | 0 | 0.067567 | 0.10293 | 0 | 0 | 0.068918 | 0.10499 | 0 | 0 | 0.070296 | 0.10709 | 0 | 0 | 0.071702 | 0.10923 | 0 | 0 | 0.073136 | 0.11142 | 0 | 0 | 0.074599 | 0.11365 | 0 | 0 | 0.076091 | 0.11592 | 0 | 0 | 0.077613 | 0.11824 | 0 | 0 | 0.079165 | 0.1206 | 0 | 0 | 0.080748 | 0.12302 | 0 | 0 | 0.082363 | 0.12548 | 0 | 0 | 0.084011 | 0.12799 | 0 | 0 | 0.085691 | 0.13055 | 0 | 0 | 0.087405 | 0.13316 | 0 | 0 | 0.089153 | 0.13582 | 0 | 0 | 0.090816 | 0.13835 | 0 | 0 | 0.092514 | 0.14094 | 0 | 0 | 0.094211 | 0.14352 | 0
T&D ($/annual kWh) | 0 | 27-SMO-ResidentialMobileHome–SingleWide-SP_HEAT | 7 | TD:0:27-SMO-ResidentialMobileHome–SingleWide-SP_HEAT:7 | 0 | 0 | 0 | 0 | 0 | 0 | 0 | 0 | 0 | 0 | 0 | 0 | 0 | 0 | 0 | 0 | 0 | 0 | 0 | 0 | 0 | 0 | 0 | 0 | 0 | 0 | 0 | 0 | 0 | 0 | 0 | 0 | 0 | 0 | 0 | 0 | 0 | 0 | 0 | 0 | 0 | 0 | 0 | 0 | 0 | 0 | 0 | 0 | 0 | 0 | 0 | 0 | 0 | 0 | 0 | 0 | 0 | 0 | 0 | 0 | 0 | 0 | 0 | 0 | 0 | 0 | 0 | 0 | 0 | 0 | 0 | 0 | 0 | 0 | 0 | 0 | 0 | 0 | 0 | 0 | 0 | 0 | 0 | 0 | 0 | 0 | 0 | 0 | 0 | 0 | 0 | 0 | 0 | 0 | 0 | 0 | 0 | 0 | 0 | 0
T&D ($/annual kWh) | 0 | 27-SMO-ResidentialMobileHome–SingleWide-SP_HEAT | 10 | TD:0:27-SMO-ResidentialMobileHome–SingleWide-SP_HEAT:10 | 0 | 0 | 0 | 0 | 0 | 0 | 0 | 0 | 0 | 0 | 0 | 0 | 0 | 0 | 0 | 0 | 0 | 0 | 0 | 0 | 0 | 0 | 0 | 0 | 0 | 0 | 0 | 0 | 0 | 0 | 0 | 0 | 0 | 0 | 0 | 0 | 0 | 0 | 0 | 0 | 0 | 0 | 0 | 0 | 0 | 0 | 0 | 0 | 0 | 0 | 0 | 0 | 0 | 0 | 0 | 0 | 0 | 0 | 0 | 0 | 0 | 0 | 0 | 0 | 0 | 0 | 0 | 0 | 0 | 0 | 0 | 0 | 0 | 0 | 0 | 0 | 0 | 0 | 0 | 0 | 0 | 0 | 0 | 0 | 0 | 0 | 0 | 0 | 0 | 0 | 0 | 0 | 0 | 0 | 0 | 0 | 0 | 0 | 0 | 0
T&D ($/annual kWh) | 0 | 27-SMO-ResidentialMobileHome–SingleWide-SP_HEAT | 14 | TD:0:27-SMO-ResidentialMobileHome–SingleWide-SP_HEAT:14 | 0 | 0 | 0 | 0 | 0 | 0 | 0 | 0 | 0 | 0 | 0 | 0 | 0 | 0 | 0 | 0 | 0 | 0 | 0 | 0 | 0 | 0 | 0 | 0 | 0 | 0 | 0 | 0 | 0 | 0 | 0 | 0 | 0 | 0 | 0 | 0 | 0 | 0 | 0 | 0 | 0 | 0 | 0 | 0 | 0 | 0 | 0 | 0 | 0 | 0 | 0 | 0 | 0 | 0 | 0 | 0 | 0 | 0 | 0 | 0 | 0 | 0 | 0 | 0 | 0 | 0 | 0 | 0 | 0 | 0 | 0 | 0 | 0 | 0 | 0 | 0 | 0 | 0 | 0 | 0 | 0 | 0 | 0 | 0 | 0 | 0 | 0 | 0 | 0 | 0 | 0 | 0 | 0 | 0 | 0 | 0 | 0 | 0 | 0 | 0
T&D ($/annual kWh) | 0 | 27-SMO-ResidentialMobileHome–SingleWide-SP_HEAT | 15 | TD:0:27-SMO-ResidentialMobileHome–SingleWide-SP_HEAT:15 | 0 | 0 | 0 | 0 | 0 | 0 | 0 | 0 | 0 | 0 | 0 | 0 | 0 | 0 | 0 | 0 | 0 | 0 | 0 | 0 | 0 | 0 | 0 | 0 | 0 | 0 | 0 | 0 | 0 | 0 | 0 | 0 | 0 | 0 | 0 | 0 | 0 | 0 | 0 | 0 | 0 | 0 | 0 | 0 | 0 | 0 | 0 | 0 | 0 | 0 | 0 | 0 | 0 | 0 | 0 | 0 | 0 | 0 | 0 | 0 | 0 | 0 | 0 | 0 | 0 | 0 | 0 | 0 | 0 | 0 | 0 | 0 | 0 | 0 | 0 | 0 | 0 | 0 | 0 | 0 | 0 | 0 | 0 | 0 | 0 | 0 | 0 | 0 | 0 | 0 | 0 | 0 | 0 | 0 | 0 | 0 | 0 | 0 | 0 | 0
T&D ($/annual kWh) | 0 | 27-SMO-ResidentialMobileHome–SingleWide-SP_HEAT | SYSTEM | TD:0:27-SMO-ResidentialMobileHome–SingleWide-SP_HEAT:SYSTEM | 0 | 0 | 0 | 0 | 0 | 0 | 0 | 0 | 0 | 0 | 0 | 0 | 0 | 0 | 0 | 0 | 0 | 0 | 0 | 0 | 0 | 0 | 0 | 0 | 0 | 0 | 0 | 0 | 0 | 0 | 0 | 0 | 0 | 0 | 0 | 0 | 0 | 0 | 0 | 0 | 0 | 0 | 0 | 0 | 0 | 0 | 0 | 0 | 0 | 0 | 0 | 0 | 0 | 0 | 0 | 0 | 0 | 0 | 0 | 0 | 0 | 0 | 0 | 0 | 0 | 0 | 0 | 0 | 0 | 0 | 0 | 0 | 0 | 0 | 0 | 0 | 0 | 0 | 0 | 0 | 0 | 0 | 0 | 0 | 0 | 0 | 0 | 0 | 0 | 0 | 0 | 0 | 0 | 0 | 0 | 0 | 0 | 0 | 0 | 0
T&D ($/annual kWh) | 0 | 27-SMO-ResidentialMobileHome–SingleWide-WAT_HEAT | 7 | TD:0:27-SMO-ResidentialMobileHome–SingleWide-WAT_HEAT:7 | 0 | 0.0050517 | 0.0076978 | 0 | 0 | 0.0051527 | 0.0078517 | 0 | 0 | 0.0052557 | 0.0080088 | 0 | 0 | 0.0053609 | 0.0081689 | 0 | 0 | 0.0054681 | 0.0083323 | 0 | 0 | 0.0055774 | 0.008499 | 0 | 0 | 0.005689 | 0.0086689 | 0 | 0 | 0.0058028 | 0.0088423 | 0 | 0 | 0.0059188 | 0.0090192 | 0 | 0 | 0.0060372 | 0.0091995 | 0 | 0 | 0.0061579 | 0.0093835 | 0 | 0 | 0.0062811 | 0.0095712 | 0 | 0 | 0.0064067 | 0.0097626 | 0 | 0 | 0.0065349 | 0.0099579 | 0 | 0 | 0.0066656 | 0.010157 | 0 | 0 | 0.0067989 | 0.01036 | 0 | 0 | 0.0069348 | 0.010567 | 0 | 0 | 0.0070735 | 0.010779 | 0 | 0 | 0.007215 | 0.010994 | 0 | 0 | 0.0073593 | 0.011214 | 0 | 0 | 0.0075065 | 0.011438 | 0 | 0 | 0.0076566 | 0.011667 | 0 | 0 | 0.0077995 | 0.011885 | 0 | 0 | 0.0079453 | 0.012107 | 0 | 0 | 0.008091 | 0.012329 | 0
T&D ($/annual kWh) | 0 | 27-SMO-ResidentialMobileHome–SingleWide-WAT_HEAT | 10 | TD:0:27-SMO-ResidentialMobileHome–SingleWide-WAT_HEAT:10 | 0 | 0.0054299 | 0.0082742 | 0 | 0 | 0.0055385 | 0.0084397 | 0 | 0 | 0.0056493 | 0.0086085 | 0 | 0 | 0.0057623 | 0.0087806 | 0 | 0 | 0.0058775 | 0.0089562 | 0 | 0 | 0.0059951 | 0.0091354 | 0 | 0 | 0.006115 | 0.0093181 | 0 | 0 | 0.0062373 | 0.0095044 | 0 | 0 | 0.006362 | 0.0096945 | 0 | 0 | 0.0064893 | 0.0098884 | 0 | 0 | 0.0066191 | 0.010086 | 0 | 0 | 0.0067514 | 0.010288 | 0 | 0 | 0.0068865 | 0.010494 | 0 | 0 | 0.0070242 | 0.010704 | 0 | 0 | 0.0071647 | 0.010918 | 0 | 0 | 0.007308 | 0.011136 | 0 | 0 | 0.0074541 | 0.011359 | 0 | 0 | 0.0076032 | 0.011586 | 0 | 0 | 0.0077553 | 0.011818 | 0 | 0 | 0.0079104 | 0.012054 | 0 | 0 | 0.0080686 | 0.012295 | 0 | 0 | 0.00823 | 0.012541 | 0 | 0 | 0.0083835 | 0.012775 | 0 | 0 | 0.0085402 | 0.013014 | 0 | 0 | 0.0086969 | 0.013252 | 0
T&D ($/annual kWh) | 0 | 27-SMO-ResidentialMobileHome–SingleWide-WAT_HEAT | 14 | TD:0:27-SMO-ResidentialMobileHome–SingleWide-WAT_HEAT:14 | 0 | 0.0054537 | 0.0083105 | 0 | 0 | 0.0055628 | 0.0084767 | 0 | 0 | 0.0056741 | 0.0086462 | 0 | 0 | 0.0057876 | 0.0088191 | 0 | 0 | 0.0059033 | 0.0089955 | 0 | 0 | 0.0060214 | 0.0091754 | 0 | 0 | 0.0061418 | 0.0093589 | 0 | 0 | 0.0062646 | 0.0095461 | 0 | 0 | 0.0063899 | 0.009737 | 0 | 0 | 0.0065177 | 0.0099318 | 0 | 0 | 0.0066481 | 0.01013 | 0 | 0 | 0.006781 | 0.010333 | 0 | 0 | 0.0069167 | 0.01054 | 0 | 0 | 0.007055 | 0.01075 | 0 | 0 | 0.0071961 | 0.010965 | 0 | 0 | 0.00734 | 0.011185 | 0 | 0 | 0.0074868 | 0.011408 | 0 | 0 | 0.0076366 | 0.011637 | 0 | 0 | 0.0077893 | 0.011869 | 0 | 0 | 0.0079451 | 0.012107 | 0 | 0 | 0.008104 | 0.012349 | 0 | 0 | 0.008266 | 0.012596 | 0 | 0 | 0.0084203 | 0.012831 | 0 | 0 | 0.0085777 | 0.013071 | 0 | 0 | 0.008735 | 0.013311 | 0
T&D ($/annual kWh) | 0 | 27-SMO-ResidentialMobileHome–SingleWide-WAT_HEAT | 15 | TD:0:27-SMO-ResidentialMobileHome–SingleWide-WAT_HEAT:15 | 0 | 0.0054321 | 0.0082768 | 0 | 0 | 0.0055407 | 0.0084423 | 0 | 0 | 0.0056515 | 0.0086112 | 0 | 0 | 0.0057646 | 0.0087834 | 0 | 0 | 0.0058799 | 0.0089591 | 0 | 0 | 0.0059975 | 0.0091383 | 0 | 0 | 0.0061174 | 0.009321 | 0 | 0 | 0.0062398 | 0.0095074 | 0 | 0 | 0.0063645 | 0.0096976 | 0 | 0 | 0.0064918 | 0.0098915 | 0 | 0 | 0.0066217 | 0.010089 | 0 | 0 | 0.0067541 | 0.010291 | 0 | 0 | 0.0068892 | 0.010497 | 0 | 0 | 0.007027 | 0.010707 | 0 | 0 | 0.0071675 | 0.010921 | 0 | 0 | 0.0073109 | 0.011139 | 0 | 0 | 0.0074571 | 0.011362 | 0 | 0 | 0.0076062 | 0.01159 | 0 | 0 | 0.0077583 | 0.011821 | 0 | 0 | 0.0079135 | 0.012058 | 0 | 0 | 0.0080718 | 0.012299 | 0 | 0 | 0.0082332 | 0.012545 | 0 | 0 | 0.0083868 | 0.012779 | 0 | 0 | 0.0085436 | 0.013018 | 0 | 0 | 0.0087003 | 0.013257 | 0
T&D ($/annual kWh) | 0 | 27-SMO-ResidentialMobileHome–SingleWide-WAT_HEAT | SYSTEM | TD:0:27-SMO-ResidentialMobileHome–SingleWide-WAT_HEAT:SYSTEM | 0 | 0.0050517 | 0.0076978 | 0 | 0 | 0.0051527 | 0.0078517 | 0 | 0 | 0.0052557 | 0.0080088 | 0 | 0 | 0.0053609 | 0.0081689 | 0 | 0 | 0.0054681 | 0.0083323 | 0 | 0 | 0.0055774 | 0.008499 | 0 | 0 | 0.005689 | 0.0086689 | 0 | 0 | 0.0058028 | 0.0088423 | 0 | 0 | 0.0059188 | 0.0090192 | 0 | 0 | 0.0060372 | 0.0091995 | 0 | 0 | 0.0061579 | 0.0093835 | 0 | 0 | 0.0062811 | 0.0095712 | 0 | 0 | 0.0064067 | 0.0097626 | 0 | 0 | 0.0065349 | 0.0099579 | 0 | 0 | 0.0066656 | 0.010157 | 0 | 0 | 0.0067989 | 0.01036 | 0 | 0 | 0.0069348 | 0.010567 | 0 | 0 | 0.0070735 | 0.010779 | 0 | 0 | 0.007215 | 0.010994 | 0 | 0 | 0.0073593 | 0.011214 | 0 | 0 | 0.0075065 | 0.011438 | 0 | 0 | 0.0076566 | 0.011667 | 0 | 0 | 0.0077995 | 0.011885 | 0 | 0 | 0.0079453 | 0.012107 | 0 | 0 | 0.008091 | 0.012329 | 0
T&D ($/annual kWh) | 0 | 28-SUN-Storage–Unconditioned-Exit | 7 | TD:0:28-SUN-Storage–Unconditioned-Exit:7 | 0 | 0.0044745 | 0.0068183 | 0 | 0 | 0.004564 | 0.0069546 | 0 | 0 | 0.0046553 | 0.0070937 | 0 | 0 | 0.0047484 | 0.0072356 | 0 | 0 | 0.0048433 | 0.0073803 | 0 | 0 | 0.0049402 | 0.0075279 | 0 | 0 | 0.005039 | 0.0076785 | 0 | 0 | 0.0051398 | 0.007832 | 0 | 0 | 0.0052426 | 0.0079887 | 0 | 0 | 0.0053474 | 0.0081485 | 0 | 0 | 0.0054544 | 0.0083114 | 0 | 0 | 0.0055635 | 0.0084777 | 0 | 0 | 0.0056747 | 0.0086472 | 0 | 0 | 0.0057882 | 0.0088201 | 0 | 0 | 0.005904 | 0.0089966 | 0 | 0 | 0.0060221 | 0.0091765 | 0 | 0 | 0.0061425 | 0.00936 | 0 | 0 | 0.0062654 | 0.0095472 | 0 | 0 | 0.0063907 | 0.0097382 | 0 | 0 | 0.0065185 | 0.0099329 | 0 | 0 | 0.0066488 | 0.010132 | 0 | 0 | 0.0067818 | 0.010334 | 0 | 0 | 0.0069084 | 0.010527 | 0 | 0 | 0.0070375 | 0.010724 | 0 | 0 | 0.0071666 | 0.010921 | 0
T&D ($/annual kWh) | 0 | 28-SUN-Storage–Unconditioned-Exit | 10 | TD:0:28-SUN-Storage–Unconditioned-Exit:10 | 0 | 0.0048097 | 0.007329 | 0 | 0 | 0.0049059 | 0.0074756 | 0 | 0 | 0.005004 | 0.0076251 | 0 | 0 | 0.0051041 | 0.0077776 | 0 | 0 | 0.0052061 | 0.0079332 | 0 | 0 | 0.0053103 | 0.0080918 | 0 | 0 | 0.0054165 | 0.0082537 | 0 | 0 | 0.0055248 | 0.0084187 | 0 | 0 | 0.0056353 | 0.0085871 | 0 | 0 | 0.005748 | 0.0087588 | 0 | 0 | 0.005863 | 0.008934 | 0 | 0 | 0.0059802 | 0.0091127 | 0 | 0 | 0.0060998 | 0.009295 | 0 | 0 | 0.0062218 | 0.0094809 | 0 | 0 | 0.0063462 | 0.0096705 | 0 | 0 | 0.0064732 | 0.0098639 | 0 | 0 | 0.0066026 | 0.010061 | 0 | 0 | 0.0067347 | 0.010262 | 0 | 0 | 0.0068694 | 0.010468 | 0 | 0 | 0.0070068 | 0.010677 | 0 | 0 | 0.0071469 | 0.010891 | 0 | 0 | 0.0072898 | 0.011108 | 0 | 0 | 0.0074259 | 0.011316 | 0 | 0 | 0.0075647 | 0.011527 | 0 | 0 | 0.0077034 | 0.011739 | 0
T&D ($/annual kWh) | 0 | 28-SUN-Storage–Unconditioned-Exit | 14 | TD:0:28-SUN-Storage–Unconditioned-Exit:14 | 0 | 0.0048308 | 0.0073611 | 0 | 0 | 0.0049274 | 0.0075084 | 0 | 0 | 0.0050259 | 0.0076585 | 0 | 0 | 0.0051264 | 0.0078117 | 0 | 0 | 0.005229 | 0.0079679 | 0 | 0 | 0.0053335 | 0.0081273 | 0 | 0 | 0.0054402 | 0.0082898 | 0 | 0 | 0.005549 | 0.0084556 | 0 | 0 | 0.00566 | 0.0086248 | 0 | 0 | 0.0057732 | 0.0087973 | 0 | 0 | 0.0058887 | 0.0089732 | 0 | 0 | 0.0060064 | 0.0091527 | 0 | 0 | 0.0061266 | 0.0093357 | 0 | 0 | 0.0062491 | 0.0095224 | 0 | 0 | 0.0063741 | 0.0097129 | 0 | 0 | 0.0065016 | 0.0099071 | 0 | 0 | 0.0066316 | 0.010105 | 0 | 0 | 0.0067642 | 0.010307 | 0 | 0 | 0.0068995 | 0.010514 | 0 | 0 | 0.0070375 | 0.010724 | 0 | 0 | 0.0071782 | 0.010938 | 0 | 0 | 0.0073218 | 0.011157 | 0 | 0 | 0.0074584 | 0.011365 | 0 | 0 | 0.0075978 | 0.011578 | 0 | 0 | 0.0077372 | 0.01179 | 0
T&D ($/annual kWh) | 0 | 28-SUN-Storage–Unconditioned-Exit | 15 | TD:0:28-SUN-Storage–Unconditioned-Exit:15 | 0 | 0.0048222 | 0.0073473 | 0 | 0 | 0.0049187 | 0.0074943 | 0 | 0 | 0.0050171 | 0.0076441 | 0 | 0 | 0.0051174 | 0.007797 | 0 | 0 | 0.0052198 | 0.007953 | 0 | 0 | 0.0053242 | 0.008112 | 0 | 0 | 0.0054306 | 0.0082743 | 0 | 0 | 0.0055392 | 0.0084397 | 0 | 0 | 0.00565 | 0.0086085 | 0 | 0 | 0.005763 | 0.0087807 | 0 | 0 | 0.0058783 | 0.0089563 | 0 | 0 | 0.0059959 | 0.0091355 | 0 | 0 | 0.0061158 | 0.0093182 | 0 | 0 | 0.0062381 | 0.0095045 | 0 | 0 | 0.0063629 | 0.0096946 | 0 | 0 | 0.0064901 | 0.0098885 | 0 | 0 | 0.0066199 | 0.010086 | 0 | 0 | 0.0067523 | 0.010288 | 0 | 0 | 0.0068874 | 0.010494 | 0 | 0 | 0.0070251 | 0.010704 | 0 | 0 | 0.0071656 | 0.010918 | 0 | 0 | 0.0073089 | 0.011136 | 0 | 0 | 0.0074453 | 0.011344 | 0 | 0 | 0.0075844 | 0.011556 | 0 | 0 | 0.0077236 | 0.011768 | 0
T&D ($/annual kWh) | 0 | 28-SUN-Storage–Unconditioned-Exit | SYSTEM | TD:0:28-SUN-Storage–Unconditioned-Exit:SYSTEM | 0 | 0.0044745 | 0.0068183 | 0 | 0 | 0.004564 | 0.0069546 | 0 | 0 | 0.0046553 | 0.0070937 | 0 | 0 | 0.0047484 | 0.0072356 | 0 | 0 | 0.0048433 | 0.0073803 | 0 | 0 | 0.0049402 | 0.0075279 | 0 | 0 | 0.005039 | 0.0076785 | 0 | 0 | 0.0051398 | 0.007832 | 0 | 0 | 0.0052426 | 0.0079887 | 0 | 0 | 0.0053474 | 0.0081485 | 0 | 0 | 0.0054544 | 0.0083114 | 0 | 0 | 0.0055635 | 0.0084777 | 0 | 0 | 0.0056747 | 0.0086472 | 0 | 0 | 0.0057882 | 0.0088201 | 0 | 0 | 0.005904 | 0.0089966 | 0 | 0 | 0.0060221 | 0.0091765 | 0 | 0 | 0.0061425 | 0.00936 | 0 | 0 | 0.0062654 | 0.0095472 | 0 | 0 | 0.0063907 | 0.0097382 | 0 | 0 | 0.0065185 | 0.0099329 | 0 | 0 | 0.0066488 | 0.010132 | 0 | 0 | 0.0067818 | 0.010334 | 0 | 0 | 0.0069084 | 0.010527 | 0 | 0 | 0.0070375 | 0.010724 | 0 | 0 | 0.0071666 | 0.010921 | 0
T&D ($/annual kWh) | 0 | 28-SUN-Storage–Unconditioned-ExtLight | 7 | TD:0:28-SUN-Storage–Unconditioned-ExtLight:7 | 0 | 0.0011143 | 0.001698 | 0 | 0 | 0.0011366 | 0.0017319 | 0 | 0 | 0.0011593 | 0.0017666 | 0 | 0 | 0.0011825 | 0.0018019 | 0 | 0 | 0.0012061 | 0.0018379 | 0 | 0 | 0.0012303 | 0.0018747 | 0 | 0 | 0.0012549 | 0.0019122 | 0 | 0 | 0.00128 | 0.0019504 | 0 | 0 | 0.0013056 | 0.0019894 | 0 | 0 | 0.0013317 | 0.0020292 | 0 | 0 | 0.0013583 | 0.0020698 | 0 | 0 | 0.0013855 | 0.0021112 | 0 | 0 | 0.0014132 | 0.0021534 | 0 | 0 | 0.0014415 | 0.0021965 | 0 | 0 | 0.0014703 | 0.0022404 | 0 | 0 | 0.0014997 | 0.0022852 | 0 | 0 | 0.0015297 | 0.002331 | 0 | 0 | 0.0015603 | 0.0023776 | 0 | 0 | 0.0015915 | 0.0024251 | 0 | 0 | 0.0016233 | 0.0024736 | 0 | 0 | 0.0016558 | 0.0025231 | 0 | 0 | 0.0016889 | 0.0025736 | 0 | 0 | 0.0017204 | 0.0026216 | 0 | 0 | 0.0017526 | 0.0026706 | 0 | 0 | 0.0017847 | 0.0027196 | 0
T&D ($/annual kWh) | 0 | 28-SUN-Storage–Unconditioned-ExtLight | 10 | TD:0:28-SUN-Storage–Unconditioned-ExtLight:10 | 0 | 0.0014536 | 0.0022151 | 0 | 0 | 0.0014827 | 0.0022594 | 0 | 0 | 0.0015124 | 0.0023045 | 0 | 0 | 0.0015426 | 0.0023506 | 0 | 0 | 0.0015735 | 0.0023976 | 0 | 0 | 0.0016049 | 0.0024456 | 0 | 0 | 0.001637 | 0.0024945 | 0 | 0 | 0.0016698 | 0.0025444 | 0 | 0 | 0.0017032 | 0.0025953 | 0 | 0 | 0.0017372 | 0.0026472 | 0 | 0 | 0.001772 | 0.0027001 | 0 | 0 | 0.0018074 | 0.0027541 | 0 | 0 | 0.0018436 | 0.0028092 | 0 | 0 | 0.0018804 | 0.0028654 | 0 | 0 | 0.001918 | 0.0029227 | 0 | 0 | 0.0019564 | 0.0029812 | 0 | 0 | 0.0019955 | 0.0030408 | 0 | 0 | 0.0020354 | 0.0031016 | 0 | 0 | 0.0020761 | 0.0031636 | 0 | 0 | 0.0021177 | 0.0032269 | 0 | 0 | 0.00216 | 0.0032915 | 0 | 0 | 0.0022032 | 0.0033573 | 0 | 0 | 0.0022443 | 0.0034199 | 0 | 0 | 0.0022863 | 0.0034838 | 0 | 0 | 0.0023282 | 0.0035478 | 0
T&D ($/annual kWh) | 0 | 28-SUN-Storage–Unconditioned-ExtLight | 14 | TD:0:28-SUN-Storage–Unconditioned-ExtLight:14 | 0 | 0.001475 | 0.0022476 | 0 | 0 | 0.0015045 | 0.0022925 | 0 | 0 | 0.0015346 | 0.0023384 | 0 | 0 | 0.0015653 | 0.0023852 | 0 | 0 | 0.0015966 | 0.0024329 | 0 | 0 | 0.0016285 | 0.0024815 | 0 | 0 | 0.0016611 | 0.0025312 | 0 | 0 | 0.0016943 | 0.0025818 | 0 | 0 | 0.0017282 | 0.0026334 | 0 | 0 | 0.0017627 | 0.0026861 | 0 | 0 | 0.001798 | 0.0027398 | 0 | 0 | 0.001834 | 0.0027946 | 0 | 0 | 0.0018706 | 0.0028505 | 0 | 0 | 0.001908 | 0.0029075 | 0 | 0 | 0.0019462 | 0.0029656 | 0 | 0 | 0.0019851 | 0.003025 | 0 | 0 | 0.0020248 | 0.0030855 | 0 | 0 | 0.0020653 | 0.0031472 | 0 | 0 | 0.0021066 | 0.0032101 | 0 | 0 | 0.0021488 | 0.0032743 | 0 | 0 | 0.0021917 | 0.0033398 | 0 | 0 | 0.0022356 | 0.0034066 | 0 | 0 | 0.0022773 | 0.0034702 | 0 | 0 | 0.0023199 | 0.003535 | 0 | 0 | 0.0023624 | 0.0035999 | 0
T&D ($/annual kWh) | 0 | 28-SUN-Storage–Unconditioned-ExtLight | 15 | TD:0:28-SUN-Storage–Unconditioned-ExtLight:15 | 0 | 0.0015335 | 0.0023355 | 0 | 0 | 0.0015641 | 0.0023822 | 0 | 0 | 0.0015954 | 0.0024299 | 0 | 0 | 0.0016273 | 0.0024785 | 0 | 0 | 0.0016599 | 0.002528 | 0 | 0 | 0.0016931 | 0.0025786 | 0 | 0 | 0.0017269 | 0.0026302 | 0 | 0 | 0.0017615 | 0.0026828 | 0 | 0 | 0.0017967 | 0.0027364 | 0 | 0 | 0.0018326 | 0.0027911 | 0 | 0 | 0.0018693 | 0.002847 | 0 | 0 | 0.0019067 | 0.0029039 | 0 | 0 | 0.0019448 | 0.002962 | 0 | 0 | 0.0019837 | 0.0030212 | 0 | 0 | 0.0020234 | 0.0030816 | 0 | 0 | 0.0020638 | 0.0031433 | 0 | 0 | 0.0021051 | 0.0032061 | 0 | 0 | 0.0021472 | 0.0032703 | 0 | 0 | 0.0021902 | 0.0033357 | 0 | 0 | 0.002234 | 0.0034024 | 0 | 0 | 0.0022786 | 0.0034704 | 0 | 0 | 0.0023242 | 0.0035398 | 0 | 0 | 0.0023676 | 0.0036059 | 0 | 0 | 0.0024118 | 0.0036733 | 0 | 0 | 0.0024561 | 0.0037407 | 0
T&D ($/annual kWh) | 0 | 28-SUN-Storage–Unconditioned-ExtLight | SYSTEM | TD:0:28-SUN-Storage–Unconditioned-ExtLight:SYSTEM | 0 | 0.0011143 | 0.001698 | 0 | 0 | 0.0011366 | 0.0017319 | 0 | 0 | 0.0011593 | 0.0017666 | 0 | 0 | 0.0011825 | 0.0018019 | 0 | 0 | 0.0012061 | 0.0018379 | 0 | 0 | 0.0012303 | 0.0018747 | 0 | 0 | 0.0012549 | 0.0019122 | 0 | 0 | 0.00128 | 0.0019504 | 0 | 0 | 0.0013056 | 0.0019894 | 0 | 0 | 0.0013317 | 0.0020292 | 0 | 0 | 0.0013583 | 0.0020698 | 0 | 0 | 0.0013855 | 0.0021112 | 0 | 0 | 0.0014132 | 0.0021534 | 0 | 0 | 0.0014415 | 0.0021965 | 0 | 0 | 0.0014703 | 0.0022404 | 0 | 0 | 0.0014997 | 0.0022852 | 0 | 0 | 0.0015297 | 0.002331 | 0 | 0 | 0.0015603 | 0.0023776 | 0 | 0 | 0.0015915 | 0.0024251 | 0 | 0 | 0.0016233 | 0.0024736 | 0 | 0 | 0.0016558 | 0.0025231 | 0 | 0 | 0.0016889 | 0.0025736 | 0 | 0 | 0.0017204 | 0.0026216 | 0 | 0 | 0.0017526 | 0.0026706 | 0 | 0 | 0.0017847 | 0.0027196 | 0
T&D ($/annual kWh) | 0 | 29-WRF-Storage–Refrigerated-Cooling | 7 | TD:0:29-WRF-Storage–Refrigerated-Cooling:7 | 0 | 0.020435 | 0.031139 | 0 | 0 | 0.020844 | 0.031762 | 0 | 0 | 0.021261 | 0.032397 | 0 | 0 | 0.021686 | 0.033045 | 0 | 0 | 0.022119 | 0.033706 | 0 | 0 | 0.022562 | 0.03438 | 0 | 0 | 0.023013 | 0.035068 | 0 | 0 | 0.023473 | 0.035769 | 0 | 0 | 0.023943 | 0.036484 | 0 | 0 | 0.024422 | 0.037214 | 0 | 0 | 0.02491 | 0.037958 | 0 | 0 | 0.025408 | 0.038717 | 0 | 0 | 0.025917 | 0.039492 | 0 | 0 | 0.026435 | 0.040282 | 0 | 0 | 0.026964 | 0.041087 | 0 | 0 | 0.027503 | 0.041909 | 0 | 0 | 0.028053 | 0.042747 | 0 | 0 | 0.028614 | 0.043602 | 0 | 0 | 0.029186 | 0.044474 | 0 | 0 | 0.02977 | 0.045364 | 0 | 0 | 0.030365 | 0.046271 | 0 | 0 | 0.030973 | 0.047196 | 0 | 0 | 0.031551 | 0.048077 | 0 | 0 | 0.03214 | 0.048976 | 0 | 0 | 0.03273 | 0.049874 | 0
T&D ($/annual kWh) | 0 | 29-WRF-Storage–Refrigerated-Cooling | 10 | TD:0:29-WRF-Storage–Refrigerated-Cooling:10 | 0 | 0.020605 | 0.031399 | 0 | 0 | 0.021018 | 0.032027 | 0 | 0 | 0.021438 | 0.032667 | 0 | 0 | 0.021867 | 0.033321 | 0 | 0 | 0.022304 | 0.033987 | 0 | 0 | 0.02275 | 0.034667 | 0 | 0 | 0.023205 | 0.03536 | 0 | 0 | 0.023669 | 0.036067 | 0 | 0 | 0.024143 | 0.036789 | 0 | 0 | 0.024625 | 0.037524 | 0 | 0 | 0.025118 | 0.038275 | 0 | 0 | 0.02562 | 0.03904 | 0 | 0 | 0.026133 | 0.039821 | 0 | 0 | 0.026655 | 0.040618 | 0 | 0 | 0.027188 | 0.04143 | 0 | 0 | 0.027732 | 0.042259 | 0 | 0 | 0.028287 | 0.043104 | 0 | 0 | 0.028853 | 0.043966 | 0 | 0 | 0.02943 | 0.044845 | 0 | 0 | 0.030018 | 0.045742 | 0 | 0 | 0.030619 | 0.046657 | 0 | 0 | 0.031231 | 0.04759 | 0 | 0 | 0.031814 | 0.048478 | 0 | 0 | 0.032408 | 0.049384 | 0 | 0 | 0.033003 | 0.05029 | 0
T&D ($/annual kWh) | 0 | 29-WRF-Storage–Refrigerated-Cooling | 14 | TD:0:29-WRF-Storage–Refrigerated-Cooling:14 | 0 | 0.020616 | 0.031415 | 0 | 0 | 0.021028 | 0.032043 | 0 | 0 | 0.021449 | 0.032684 | 0 | 0 | 0.021878 | 0.033338 | 0 | 0 | 0.022316 | 0.034005 | 0 | 0 | 0.022762 | 0.034685 | 0 | 0 | 0.023217 | 0.035379 | 0 | 0 | 0.023681 | 0.036086 | 0 | 0 | 0.024155 | 0.036808 | 0 | 0 | 0.024638 | 0.037544 | 0 | 0 | 0.025131 | 0.038295 | 0 | 0 | 0.025634 | 0.039061 | 0 | 0 | 0.026146 | 0.039842 | 0 | 0 | 0.026669 | 0.040639 | 0 | 0 | 0.027203 | 0.041452 | 0 | 0 | 0.027747 | 0.042281 | 0 | 0 | 0.028302 | 0.043126 | 0 | 0 | 0.028868 | 0.043989 | 0 | 0 | 0.029445 | 0.044869 | 0 | 0 | 0.030034 | 0.045766 | 0 | 0 | 0.030635 | 0.046681 | 0 | 0 | 0.031247 | 0.047615 | 0 | 0 | 0.03183 | 0.048503 | 0 | 0 | 0.032425 | 0.04941 | 0 | 0 | 0.03302 | 0.050316 | 0
T&D ($/annual kWh) | 0 | 29-WRF-Storage–Refrigerated-Cooling | 15 | TD:0:29-WRF-Storage–Refrigerated-Cooling:15 | 0 | 0.020329 | 0.030977 | 0 | 0 | 0.020736 | 0.031597 | 0 | 0 | 0.021151 | 0.032229 | 0 | 0 | 0.021574 | 0.032873 | 0 | 0 | 0.022005 | 0.033531 | 0 | 0 | 0.022445 | 0.034201 | 0 | 0 | 0.022894 | 0.034885 | 0 | 0 | 0.023352 | 0.035583 | 0 | 0 | 0.023819 | 0.036295 | 0 | 0 | 0.024295 | 0.03702 | 0 | 0 | 0.024781 | 0.037761 | 0 | 0 | 0.025277 | 0.038516 | 0 | 0 | 0.025782 | 0.039286 | 0 | 0 | 0.026298 | 0.040072 | 0 | 0 | 0.026824 | 0.040874 | 0 | 0 | 0.027361 | 0.041691 | 0 | 0 | 0.027908 | 0.042525 | 0 | 0 | 0.028466 | 0.043375 | 0 | 0 | 0.029035 | 0.044243 | 0 | 0 | 0.029616 | 0.045128 | 0 | 0 | 0.030208 | 0.04603 | 0 | 0 | 0.030812 | 0.046951 | 0 | 0 | 0.031387 | 0.047827 | 0 | 0 | 0.031974 | 0.048721 | 0 | 0 | 0.032561 | 0.049615 | 0
T&D ($/annual kWh) | 0 | 29-WRF-Storage–Refrigerated-Cooling | SYSTEM | TD:0:29-WRF-Storage–Refrigerated-Cooling:SYSTEM | 0 | 0.020329 | 0.030977 | 0 | 0 | 0.020736 | 0.031597 | 0 | 0 | 0.021151 | 0.032229 | 0 | 0 | 0.021574 | 0.032873 | 0 | 0 | 0.022005 | 0.033531 | 0 | 0 | 0.022445 | 0.034201 | 0 | 0 | 0.022894 | 0.034885 | 0 | 0 | 0.023352 | 0.035583 | 0 | 0 | 0.023819 | 0.036295 | 0 | 0 | 0.024295 | 0.03702 | 0 | 0 | 0.024781 | 0.037761 | 0 | 0 | 0.025277 | 0.038516 | 0 | 0 | 0.025782 | 0.039286 | 0 | 0 | 0.026298 | 0.040072 | 0 | 0 | 0.026824 | 0.040874 | 0 | 0 | 0.027361 | 0.041691 | 0 | 0 | 0.027908 | 0.042525 | 0 | 0 | 0.028466 | 0.043375 | 0 | 0 | 0.029035 | 0.044243 | 0 | 0 | 0.029616 | 0.045128 | 0 | 0 | 0.030208 | 0.04603 | 0 | 0 | 0.030812 | 0.046951 | 0 | 0 | 0.031387 | 0.047827 | 0 | 0 | 0.031974 | 0.048721 | 0 | 0 | 0.032561 | 0.049615 | 0
T&D ($/annual kWh) | 0 | 29-WRF-Storage–Refrigerated-Exit | 7 | TD:0:29-WRF-Storage–Refrigerated-Exit:7 | 0 | 0.0044745 | 0.0068183 | 0 | 0 | 0.004564 | 0.0069546 | 0 | 0 | 0.0046553 | 0.0070937 | 0 | 0 | 0.0047484 | 0.0072356 | 0 | 0 | 0.0048433 | 0.0073803 | 0 | 0 | 0.0049402 | 0.0075279 | 0 | 0 | 0.005039 | 0.0076785 | 0 | 0 | 0.0051398 | 0.007832 | 0 | 0 | 0.0052426 | 0.0079887 | 0 | 0 | 0.0053474 | 0.0081485 | 0 | 0 | 0.0054544 | 0.0083114 | 0 | 0 | 0.0055635 | 0.0084777 | 0 | 0 | 0.0056747 | 0.0086472 | 0 | 0 | 0.0057882 | 0.0088201 | 0 | 0 | 0.005904 | 0.0089966 | 0 | 0 | 0.0060221 | 0.0091765 | 0 | 0 | 0.0061425 | 0.00936 | 0 | 0 | 0.0062654 | 0.0095472 | 0 | 0 | 0.0063907 | 0.0097382 | 0 | 0 | 0.0065185 | 0.0099329 | 0 | 0 | 0.0066488 | 0.010132 | 0 | 0 | 0.0067818 | 0.010334 | 0 | 0 | 0.0069084 | 0.010527 | 0 | 0 | 0.0070375 | 0.010724 | 0 | 0 | 0.0071666 | 0.010921 | 0
T&D ($/annual kWh) | 0 | 29-WRF-Storage–Refrigerated-Exit | 10 | TD:0:29-WRF-Storage–Refrigerated-Exit:10 | 0 | 0.0048097 | 0.007329 | 0 | 0 | 0.0049059 | 0.0074756 | 0 | 0 | 0.005004 | 0.0076251 | 0 | 0 | 0.0051041 | 0.0077776 | 0 | 0 | 0.0052061 | 0.0079332 | 0 | 0 | 0.0053103 | 0.0080918 | 0 | 0 | 0.0054165 | 0.0082537 | 0 | 0 | 0.0055248 | 0.0084187 | 0 | 0 | 0.0056353 | 0.0085871 | 0 | 0 | 0.005748 | 0.0087588 | 0 | 0 | 0.005863 | 0.008934 | 0 | 0 | 0.0059802 | 0.0091127 | 0 | 0 | 0.0060998 | 0.009295 | 0 | 0 | 0.0062218 | 0.0094809 | 0 | 0 | 0.0063462 | 0.0096705 | 0 | 0 | 0.0064732 | 0.0098639 | 0 | 0 | 0.0066026 | 0.010061 | 0 | 0 | 0.0067347 | 0.010262 | 0 | 0 | 0.0068694 | 0.010468 | 0 | 0 | 0.0070068 | 0.010677 | 0 | 0 | 0.0071469 | 0.010891 | 0 | 0 | 0.0072898 | 0.011108 | 0 | 0 | 0.0074259 | 0.011316 | 0 | 0 | 0.0075647 | 0.011527 | 0 | 0 | 0.0077034 | 0.011739 | 0
T&D ($/annual kWh) | 0 | 29-WRF-Storage–Refrigerated-Exit | 14 | TD:0:29-WRF-Storage–Refrigerated-Exit:14 | 0 | 0.0048308 | 0.0073611 | 0 | 0 | 0.0049274 | 0.0075084 | 0 | 0 | 0.0050259 | 0.0076585 | 0 | 0 | 0.0051264 | 0.0078117 | 0 | 0 | 0.005229 | 0.0079679 | 0 | 0 | 0.0053335 | 0.0081273 | 0 | 0 | 0.0054402 | 0.0082898 | 0 | 0 | 0.005549 | 0.0084556 | 0 | 0 | 0.00566 | 0.0086248 | 0 | 0 | 0.0057732 | 0.0087973 | 0 | 0 | 0.0058887 | 0.0089732 | 0 | 0 | 0.0060064 | 0.0091527 | 0 | 0 | 0.0061266 | 0.0093357 | 0 | 0 | 0.0062491 | 0.0095224 | 0 | 0 | 0.0063741 | 0.0097129 | 0 | 0 | 0.0065016 | 0.0099071 | 0 | 0 | 0.0066316 | 0.010105 | 0 | 0 | 0.0067642 | 0.010307 | 0 | 0 | 0.0068995 | 0.010514 | 0 | 0 | 0.0070375 | 0.010724 | 0 | 0 | 0.0071782 | 0.010938 | 0 | 0 | 0.0073218 | 0.011157 | 0 | 0 | 0.0074584 | 0.011365 | 0 | 0 | 0.0075978 | 0.011578 | 0 | 0 | 0.0077372 | 0.01179 | 0
T&D ($/annual kWh) | 0 | 29-WRF-Storage–Refrigerated-Exit | 15 | TD:0:29-WRF-Storage–Refrigerated-Exit:15 | 0 | 0.0048222 | 0.0073473 | 0 | 0 | 0.0049187 | 0.0074943 | 0 | 0 | 0.0050171 | 0.0076441 | 0 | 0 | 0.0051174 | 0.007797 | 0 | 0 | 0.0052198 | 0.007953 | 0 | 0 | 0.0053242 | 0.008112 | 0 | 0 | 0.0054306 | 0.0082743 | 0 | 0 | 0.0055392 | 0.0084397 | 0 | 0 | 0.00565 | 0.0086085 | 0 | 0 | 0.005763 | 0.0087807 | 0 | 0 | 0.0058783 | 0.0089563 | 0 | 0 | 0.0059959 | 0.0091355 | 0 | 0 | 0.0061158 | 0.0093182 | 0 | 0 | 0.0062381 | 0.0095045 | 0 | 0 | 0.0063629 | 0.0096946 | 0 | 0 | 0.0064901 | 0.0098885 | 0 | 0 | 0.0066199 | 0.010086 | 0 | 0 | 0.0067523 | 0.010288 | 0 | 0 | 0.0068874 | 0.010494 | 0 | 0 | 0.0070251 | 0.010704 | 0 | 0 | 0.0071656 | 0.010918 | 0 | 0 | 0.0073089 | 0.011136 | 0 | 0 | 0.0074453 | 0.011344 | 0 | 0 | 0.0075844 | 0.011556 | 0 | 0 | 0.0077236 | 0.011768 | 0
T&D ($/annual kWh) | 0 | 29-WRF-Storage–Refrigerated-Exit | SYSTEM | TD:0:29-WRF-Storage–Refrigerated-Exit:SYSTEM | 0 | 0.0044745 | 0.0068183 | 0 | 0 | 0.004564 | 0.0069546 | 0 | 0 | 0.0046553 | 0.0070937 | 0 | 0 | 0.0047484 | 0.0072356 | 0 | 0 | 0.0048433 | 0.0073803 | 0 | 0 | 0.0049402 | 0.0075279 | 0 | 0 | 0.005039 | 0.0076785 | 0 | 0 | 0.0051398 | 0.007832 | 0 | 0 | 0.0052426 | 0.0079887 | 0 | 0 | 0.0053474 | 0.0081485 | 0 | 0 | 0.0054544 | 0.0083114 | 0 | 0 | 0.0055635 | 0.0084777 | 0 | 0 | 0.0056747 | 0.0086472 | 0 | 0 | 0.0057882 | 0.0088201 | 0 | 0 | 0.005904 | 0.0089966 | 0 | 0 | 0.0060221 | 0.0091765 | 0 | 0 | 0.0061425 | 0.00936 | 0 | 0 | 0.0062654 | 0.0095472 | 0 | 0 | 0.0063907 | 0.0097382 | 0 | 0 | 0.0065185 | 0.0099329 | 0 | 0 | 0.0066488 | 0.010132 | 0 | 0 | 0.0067818 | 0.010334 | 0 | 0 | 0.0069084 | 0.010527 | 0 | 0 | 0.0070375 | 0.010724 | 0 | 0 | 0.0071666 | 0.010921 | 0
T&D ($/annual kWh) | 0 | 29-WRF-Storage–Refrigerated-ExtLight | 7 | TD:0:29-WRF-Storage–Refrigerated-ExtLight:7 | 0 | 0.00027487 | 0.00041884 | 0 | 0 | 0.00028036 | 0.00042722 | 0 | 0 | 0.00028597 | 0.00043576 | 0 | 0 | 0.00029169 | 0.00044448 | 0 | 0 | 0.00029752 | 0.00045337 | 0 | 0 | 0.00030347 | 0.00046244 | 0 | 0 | 0.00030954 | 0.00047169 | 0 | 0 | 0.00031573 | 0.00048112 | 0 | 0 | 0.00032205 | 0.00049074 | 0 | 0 | 0.00032849 | 0.00050056 | 0 | 0 | 0.00033506 | 0.00051057 | 0 | 0 | 0.00034176 | 0.00052078 | 0 | 0 | 0.0003486 | 0.0005312 | 0 | 0 | 0.00035557 | 0.00054182 | 0 | 0 | 0.00036268 | 0.00055266 | 0 | 0 | 0.00036993 | 0.00056371 | 0 | 0 | 0.00037733 | 0.00057498 | 0 | 0 | 0.00038488 | 0.00058648 | 0 | 0 | 0.00039258 | 0.00059821 | 0 | 0 | 0.00040043 | 0.00061018 | 0 | 0 | 0.00040844 | 0.00062238 | 0 | 0 | 0.00041661 | 0.00063483 | 0 | 0 | 0.00042438 | 0.00064667 | 0 | 0 | 0.00043231 | 0.00065876 | 0 | 0 | 0.00044024 | 0.00067084 | 0
T&D ($/annual kWh) | 0 | 29-WRF-Storage–Refrigerated-ExtLight | 10 | TD:0:29-WRF-Storage–Refrigerated-ExtLight:10 | 0 | 0.00022499 | 0.00034284 | 0 | 0 | 0.00022949 | 0.0003497 | 0 | 0 | 0.00023408 | 0.0003567 | 0 | 0 | 0.00023876 | 0.00036383 | 0 | 0 | 0.00024354 | 0.00037111 | 0 | 0 | 0.00024841 | 0.00037853 | 0 | 0 | 0.00025338 | 0.0003861 | 0 | 0 | 0.00025844 | 0.00039382 | 0 | 0 | 0.00026361 | 0.0004017 | 0 | 0 | 0.00026889 | 0.00040973 | 0 | 0 | 0.00027426 | 0.00041793 | 0 | 0 | 0.00027975 | 0.00042628 | 0 | 0 | 0.00028534 | 0.00043481 | 0 | 0 | 0.00029105 | 0.00044351 | 0 | 0 | 0.00029687 | 0.00045238 | 0 | 0 | 0.00030281 | 0.00046142 | 0 | 0 | 0.00030887 | 0.00047065 | 0 | 0 | 0.00031504 | 0.00048007 | 0 | 0 | 0.00032134 | 0.00048967 | 0 | 0 | 0.00032777 | 0.00049946 | 0 | 0 | 0.00033433 | 0.00050945 | 0 | 0 | 0.00034101 | 0.00051964 | 0 | 0 | 0.00034738 | 0.00052933 | 0 | 0 | 0.00035387 | 0.00053923 | 0 | 0 | 0.00036036 | 0.00054912 | 0
T&D ($/annual kWh) | 0 | 29-WRF-Storage–Refrigerated-ExtLight | 14 | TD:0:29-WRF-Storage–Refrigerated-ExtLight:14 | 0 | 0.00022185 | 0.00033806 | 0 | 0 | 0.00022629 | 0.00034482 | 0 | 0 | 0.00023082 | 0.00035172 | 0 | 0 | 0.00023543 | 0.00035875 | 0 | 0 | 0.00024014 | 0.00036593 | 0 | 0 | 0.00024494 | 0.00037325 | 0 | 0 | 0.00024984 | 0.00038071 | 0 | 0 | 0.00025484 | 0.00038833 | 0 | 0 | 0.00025994 | 0.00039609 | 0 | 0 | 0.00026514 | 0.00040402 | 0 | 0 | 0.00027044 | 0.0004121 | 0 | 0 | 0.00027585 | 0.00042034 | 0 | 0 | 0.00028136 | 0.00042875 | 0 | 0 | 0.00028699 | 0.00043732 | 0 | 0 | 0.00029273 | 0.00044607 | 0 | 0 | 0.00029859 | 0.00045499 | 0 | 0 | 0.00030456 | 0.00046409 | 0 | 0 | 0.00031065 | 0.00047337 | 0 | 0 | 0.00031686 | 0.00048284 | 0 | 0 | 0.0003232 | 0.00049249 | 0 | 0 | 0.00032966 | 0.00050234 | 0 | 0 | 0.00033626 | 0.00051239 | 0 | 0 | 0.00034253 | 0.00052195 | 0 | 0 | 0.00034893 | 0.00053171 | 0 | 0 | 0.00035533 | 0.00054146 | 0
T&D ($/annual kWh) | 0 | 29-WRF-Storage–Refrigerated-ExtLight | 15 | TD:0:29-WRF-Storage–Refrigerated-ExtLight:15 | 0 | 0.00027263 | 0.0004137 | 0 | 0 | 0.00027809 | 0.00042197 | 0 | 0 | 0.00028365 | 0.00043041 | 0 | 0 | 0.00028932 | 0.00043902 | 0 | 0 | 0.00029511 | 0.0004478 | 0 | 0 | 0.00030101 | 0.00045676 | 0 | 0 | 0.00030703 | 0.00046589 | 0 | 0 | 0.00031317 | 0.00047521 | 0 | 0 | 0.00031943 | 0.00048471 | 0 | 0 | 0.00032582 | 0.00049441 | 0 | 0 | 0.00033234 | 0.00050429 | 0 | 0 | 0.00033899 | 0.00051438 | 0 | 0 | 0.00034577 | 0.00052467 | 0 | 0 | 0.00035268 | 0.00053516 | 0 | 0 | 0.00035973 | 0.00054586 | 0 | 0 | 0.00036693 | 0.00055678 | 0 | 0 | 0.00037427 | 0.00056792 | 0 | 0 | 0.00038175 | 0.00057928 | 0 | 0 | 0.00038939 | 0.00059086 | 0 | 0 | 0.00039718 | 0.00060268 | 0 | 0 | 0.00040512 | 0.00061473 | 0 | 0 | 0.00041322 | 0.00062703 | 0 | 0 | 0.00042093 | 0.00063873 | 0 | 0 | 0.0004288 | 0.00065066 | 0 | 0 | 0.00043667 | 0.0006626 | 0
T&D ($/annual kWh) | 0 | 29-WRF-Storage–Refrigerated-ExtLight | SYSTEM | TD:0:29-WRF-Storage–Refrigerated-ExtLight:SYSTEM | 0 | 0.00022185 | 0.00033806 | 0 | 0 | 0.00022629 | 0.00034482 | 0 | 0 | 0.00023082 | 0.00035172 | 0 | 0 | 0.00023543 | 0.00035875 | 0 | 0 | 0.00024014 | 0.00036593 | 0 | 0 | 0.00024494 | 0.00037325 | 0 | 0 | 0.00024984 | 0.00038071 | 0 | 0 | 0.00025484 | 0.00038833 | 0 | 0 | 0.00025994 | 0.00039609 | 0 | 0 | 0.00026514 | 0.00040402 | 0 | 0 | 0.00027044 | 0.0004121 | 0 | 0 | 0.00027585 | 0.00042034 | 0 | 0 | 0.00028136 | 0.00042875 | 0 | 0 | 0.00028699 | 0.00043732 | 0 | 0 | 0.00029273 | 0.00044607 | 0 | 0 | 0.00029859 | 0.00045499 | 0 | 0 | 0.00030456 | 0.00046409 | 0 | 0 | 0.00031065 | 0.00047337 | 0 | 0 | 0.00031686 | 0.00048284 | 0 | 0 | 0.0003232 | 0.00049249 | 0 | 0 | 0.00032966 | 0.00050234 | 0 | 0 | 0.00033626 | 0.00051239 | 0 | 0 | 0.00034253 | 0.00052195 | 0 | 0 | 0.00034893 | 0.00053171 | 0 | 0 | 0.00035533 | 0.00054146 | 0
T&D ($/annual kWh) | 0 | 30-S20-SIC20Food&KindredProducts-AG_PUMP | 7 | TD:0:30-S20-SIC20Food&KindredProducts-AG_PUMP:7 | 0 | 0.0068364 | 0.010417 | 0 | 0 | 0.0069731 | 0.010626 | 0 | 0 | 0.0071126 | 0.010838 | 0 | 0 | 0.0072548 | 0.011055 | 0 | 0 | 0.0073999 | 0.011276 | 0 | 0 | 0.0075479 | 0.011502 | 0 | 0 | 0.0076989 | 0.011732 | 0 | 0 | 0.0078529 | 0.011966 | 0 | 0 | 0.0080099 | 0.012206 | 0 | 0 | 0.0081701 | 0.01245 | 0 | 0 | 0.0083335 | 0.012699 | 0 | 0 | 0.0085002 | 0.012953 | 0 | 0 | 0.0086702 | 0.013212 | 0 | 0 | 0.0088436 | 0.013476 | 0 | 0 | 0.0090205 | 0.013745 | 0 | 0 | 0.0092009 | 0.01402 | 0 | 0 | 0.0093849 | 0.014301 | 0 | 0 | 0.0095726 | 0.014587 | 0 | 0 | 0.0097641 | 0.014879 | 0 | 0 | 0.0099593 | 0.015176 | 0 | 0 | 0.010159 | 0.01548 | 0 | 0 | 0.010362 | 0.015789 | 0 | 0 | 0.010555 | 0.016084 | 0 | 0 | 0.010752 | 0.016384 | 0 | 0 | 0.01095 | 0.016685 | 0
T&D ($/annual kWh) | 0 | 30-S20-SIC20Food&KindredProducts-AG_PUMP | 10 | TD:0:30-S20-SIC20Food&KindredProducts-AG_PUMP:10 | 0 | 0.0073621 | 0.011218 | 0 | 0 | 0.0075094 | 0.011443 | 0 | 0 | 0.0076595 | 0.011672 | 0 | 0 | 0.0078127 | 0.011905 | 0 | 0 | 0.007969 | 0.012143 | 0 | 0 | 0.0081284 | 0.012386 | 0 | 0 | 0.0082909 | 0.012634 | 0 | 0 | 0.0084568 | 0.012886 | 0 | 0 | 0.0086259 | 0.013144 | 0 | 0 | 0.0087984 | 0.013407 | 0 | 0 | 0.0089744 | 0.013675 | 0 | 0 | 0.0091539 | 0.013949 | 0 | 0 | 0.0093369 | 0.014228 | 0 | 0 | 0.0095237 | 0.014512 | 0 | 0 | 0.0097142 | 0.014803 | 0 | 0 | 0.0099084 | 0.015099 | 0 | 0 | 0.010107 | 0.015401 | 0 | 0 | 0.010309 | 0.015709 | 0 | 0 | 0.010515 | 0.016023 | 0 | 0 | 0.010725 | 0.016343 | 0 | 0 | 0.01094 | 0.01667 | 0 | 0 | 0.011159 | 0.017003 | 0 | 0 | 0.011367 | 0.017321 | 0 | 0 | 0.011579 | 0.017644 | 0 | 0 | 0.011792 | 0.017968 | 0
T&D ($/annual kWh) | 0 | 30-S20-SIC20Food&KindredProducts-AG_PUMP | 14 | TD:0:30-S20-SIC20Food&KindredProducts-AG_PUMP:14 | 0 | 0.0073952 | 0.011269 | 0 | 0 | 0.0075431 | 0.011494 | 0 | 0 | 0.007694 | 0.011724 | 0 | 0 | 0.0078478 | 0.011959 | 0 | 0 | 0.0080048 | 0.012198 | 0 | 0 | 0.0081649 | 0.012442 | 0 | 0 | 0.0083282 | 0.012691 | 0 | 0 | 0.0084948 | 0.012944 | 0 | 0 | 0.0086647 | 0.013203 | 0 | 0 | 0.0088379 | 0.013467 | 0 | 0 | 0.0090147 | 0.013737 | 0 | 0 | 0.009195 | 0.014011 | 0 | 0 | 0.0093789 | 0.014292 | 0 | 0 | 0.0095665 | 0.014577 | 0 | 0 | 0.0097578 | 0.014869 | 0 | 0 | 0.009953 | 0.015166 | 0 | 0 | 0.010152 | 0.01547 | 0 | 0 | 0.010355 | 0.015779 | 0 | 0 | 0.010562 | 0.016095 | 0 | 0 | 0.010773 | 0.016417 | 0 | 0 | 0.010989 | 0.016745 | 0 | 0 | 0.011209 | 0.01708 | 0 | 0 | 0.011418 | 0.017399 | 0 | 0 | 0.011631 | 0.017724 | 0 | 0 | 0.011845 | 0.018049 | 0
T&D ($/annual kWh) | 0 | 30-S20-SIC20Food&KindredProducts-AG_PUMP | 15 | TD:0:30-S20-SIC20Food&KindredProducts-AG_PUMP:15 | 0 | 0.0073799 | 0.011244 | 0 | 0 | 0.0075275 | 0.011469 | 0 | 0 | 0.007678 | 0.011699 | 0 | 0 | 0.0078316 | 0.011933 | 0 | 0 | 0.0079882 | 0.012171 | 0 | 0 | 0.008148 | 0.012415 | 0 | 0 | 0.008311 | 0.012663 | 0 | 0 | 0.0084772 | 0.012916 | 0 | 0 | 0.0086467 | 0.013175 | 0 | 0 | 0.0088197 | 0.013438 | 0 | 0 | 0.0089961 | 0.013707 | 0 | 0 | 0.009176 | 0.013981 | 0 | 0 | 0.0093595 | 0.014261 | 0 | 0 | 0.0095467 | 0.014546 | 0 | 0 | 0.0097376 | 0.014837 | 0 | 0 | 0.0099324 | 0.015133 | 0 | 0 | 0.010131 | 0.015436 | 0 | 0 | 0.010334 | 0.015745 | 0 | 0 | 0.01054 | 0.01606 | 0 | 0 | 0.010751 | 0.016381 | 0 | 0 | 0.010966 | 0.016708 | 0 | 0 | 0.011185 | 0.017043 | 0 | 0 | 0.011394 | 0.017361 | 0 | 0 | 0.011607 | 0.017685 | 0 | 0 | 0.01182 | 0.01801 | 0
T&D ($/annual kWh) | 0 | 30-S20-SIC20Food&KindredProducts-AG_PUMP | SYSTEM | TD:0:30-S20-SIC20Food&KindredProducts-AG_PUMP:SYSTEM | 0 | 0.0068364 | 0.010417 | 0 | 0 | 0.0069731 | 0.010626 | 0 | 0 | 0.0071126 | 0.010838 | 0 | 0 | 0.0072548 | 0.011055 | 0 | 0 | 0.0073999 | 0.011276 | 0 | 0 | 0.0075479 | 0.011502 | 0 | 0 | 0.0076989 | 0.011732 | 0 | 0 | 0.0078529 | 0.011966 | 0 | 0 | 0.0080099 | 0.012206 | 0 | 0 | 0.0081701 | 0.01245 | 0 | 0 | 0.0083335 | 0.012699 | 0 | 0 | 0.0085002 | 0.012953 | 0 | 0 | 0.0086702 | 0.013212 | 0 | 0 | 0.0088436 | 0.013476 | 0 | 0 | 0.0090205 | 0.013745 | 0 | 0 | 0.0092009 | 0.01402 | 0 | 0 | 0.0093849 | 0.014301 | 0 | 0 | 0.0095726 | 0.014587 | 0 | 0 | 0.0097641 | 0.014879 | 0 | 0 | 0.0099593 | 0.015176 | 0 | 0 | 0.010159 | 0.01548 | 0 | 0 | 0.010362 | 0.015789 | 0 | 0 | 0.010555 | 0.016084 | 0 | 0 | 0.010752 | 0.016384 | 0 | 0 | 0.01095 | 0.016685 | 0
T&D ($/annual kWh) | 0 | 30-S20-SIC20Food&KindredProducts-COMP_AIR | 7 | TD:0:30-S20-SIC20Food&KindredProducts-COMP_AIR:7 | 0 | 0.0051879 | 0.0079053 | 0 | 0 | 0.0052916 | 0.0080634 | 0 | 0 | 0.0053974 | 0.0082247 | 0 | 0 | 0.0055054 | 0.0083892 | 0 | 0 | 0.0056155 | 0.0085569 | 0 | 0 | 0.0057278 | 0.0087281 | 0 | 0 | 0.0058424 | 0.0089026 | 0 | 0 | 0.0059592 | 0.0090807 | 0 | 0 | 0.0060784 | 0.0092623 | 0 | 0 | 0.0062 | 0.0094476 | 0 | 0 | 0.006324 | 0.0096365 | 0 | 0 | 0.0064504 | 0.0098292 | 0 | 0 | 0.0065795 | 0.010026 | 0 | 0 | 0.006711 | 0.010226 | 0 | 0 | 0.0068453 | 0.010431 | 0 | 0 | 0.0069822 | 0.010639 | 0 | 0 | 0.0071218 | 0.010852 | 0 | 0 | 0.0072642 | 0.011069 | 0 | 0 | 0.0074095 | 0.011291 | 0 | 0 | 0.0075577 | 0.011517 | 0 | 0 | 0.0077089 | 0.011747 | 0 | 0 | 0.0078631 | 0.011982 | 0 | 0 | 0.0080098 | 0.012205 | 0 | 0 | 0.0081595 | 0.012433 | 0 | 0 | 0.0083092 | 0.012662 | 0
T&D ($/annual kWh) | 0 | 30-S20-SIC20Food&KindredProducts-COMP_AIR | 10 | TD:0:30-S20-SIC20Food&KindredProducts-COMP_AIR:10 | 0 | 0.0057077 | 0.0086975 | 0 | 0 | 0.0058219 | 0.0088714 | 0 | 0 | 0.0059383 | 0.0090489 | 0 | 0 | 0.0060571 | 0.0092298 | 0 | 0 | 0.0061782 | 0.0094144 | 0 | 0 | 0.0063018 | 0.0096027 | 0 | 0 | 0.0064278 | 0.0097948 | 0 | 0 | 0.0065564 | 0.0099907 | 0 | 0 | 0.0066875 | 0.01019 | 0 | 0 | 0.0068213 | 0.010394 | 0 | 0 | 0.0069577 | 0.010602 | 0 | 0 | 0.0070968 | 0.010814 | 0 | 0 | 0.0072388 | 0.011031 | 0 | 0 | 0.0073835 | 0.011251 | 0 | 0 | 0.0075312 | 0.011476 | 0 | 0 | 0.0076818 | 0.011706 | 0 | 0 | 0.0078355 | 0.01194 | 0 | 0 | 0.0079922 | 0.012179 | 0 | 0 | 0.008152 | 0.012422 | 0 | 0 | 0.0083151 | 0.012671 | 0 | 0 | 0.0084814 | 0.012924 | 0 | 0 | 0.008651 | 0.013182 | 0 | 0 | 0.0088124 | 0.013428 | 0 | 0 | 0.0089771 | 0.013679 | 0 | 0 | 0.0091418 | 0.01393 | 0
T&D ($/annual kWh) | 0 | 30-S20-SIC20Food&KindredProducts-COMP_AIR | 14 | TD:0:30-S20-SIC20Food&KindredProducts-COMP_AIR:14 | 0 | 0.0057404 | 0.0087473 | 0 | 0 | 0.0058552 | 0.0089223 | 0 | 0 | 0.0059723 | 0.0091007 | 0 | 0 | 0.0060918 | 0.0092827 | 0 | 0 | 0.0062136 | 0.0094684 | 0 | 0 | 0.0063379 | 0.0096578 | 0 | 0 | 0.0064647 | 0.0098509 | 0 | 0 | 0.006594 | 0.010048 | 0 | 0 | 0.0067258 | 0.010249 | 0 | 0 | 0.0068604 | 0.010454 | 0 | 0 | 0.0069976 | 0.010663 | 0 | 0 | 0.0071375 | 0.010876 | 0 | 0 | 0.0072803 | 0.011094 | 0 | 0 | 0.0074259 | 0.011316 | 0 | 0 | 0.0075744 | 0.011542 | 0 | 0 | 0.0077259 | 0.011773 | 0 | 0 | 0.0078804 | 0.012008 | 0 | 0 | 0.008038 | 0.012248 | 0 | 0 | 0.0081988 | 0.012493 | 0 | 0 | 0.0083627 | 0.012743 | 0 | 0 | 0.00853 | 0.012998 | 0 | 0 | 0.0087006 | 0.013258 | 0 | 0 | 0.0088629 | 0.013505 | 0 | 0 | 0.0090286 | 0.013758 | 0 | 0 | 0.0091942 | 0.01401 | 0
T&D ($/annual kWh) | 0 | 30-S20-SIC20Food&KindredProducts-COMP_AIR | 15 | TD:0:30-S20-SIC20Food&KindredProducts-COMP_AIR:15 | 0 | 0.0057384 | 0.0087434 | 0 | 0 | 0.0058532 | 0.0089182 | 0 | 0 | 0.0059702 | 0.0090966 | 0 | 0 | 0.0060896 | 0.0092785 | 0 | 0 | 0.0062114 | 0.0094641 | 0 | 0 | 0.0063357 | 0.0096534 | 0 | 0 | 0.0064624 | 0.0098465 | 0 | 0 | 0.0065916 | 0.010043 | 0 | 0 | 0.0067235 | 0.010244 | 0 | 0 | 0.0068579 | 0.010449 | 0 | 0 | 0.0069951 | 0.010658 | 0 | 0 | 0.007135 | 0.010871 | 0 | 0 | 0.0072777 | 0.011089 | 0 | 0 | 0.0074232 | 0.01131 | 0 | 0 | 0.0075717 | 0.011537 | 0 | 0 | 0.0077231 | 0.011767 | 0 | 0 | 0.0078776 | 0.012003 | 0 | 0 | 0.0080352 | 0.012243 | 0 | 0 | 0.0081959 | 0.012488 | 0 | 0 | 0.0083598 | 0.012737 | 0 | 0 | 0.008527 | 0.012992 | 0 | 0 | 0.0086975 | 0.013252 | 0 | 0 | 0.0088598 | 0.013499 | 0 | 0 | 0.0090254 | 0.013752 | 0 | 0 | 0.009191 | 0.014004 | 0
T&D ($/annual kWh) | 0 | 30-S20-SIC20Food&KindredProducts-COMP_AIR | SYSTEM | TD:0:30-S20-SIC20Food&KindredProducts-COMP_AIR:SYSTEM | 0 | 0.0051879 | 0.0079053 | 0 | 0 | 0.0052916 | 0.0080634 | 0 | 0 | 0.0053974 | 0.0082247 | 0 | 0 | 0.0055054 | 0.0083892 | 0 | 0 | 0.0056155 | 0.0085569 | 0 | 0 | 0.0057278 | 0.0087281 | 0 | 0 | 0.0058424 | 0.0089026 | 0 | 0 | 0.0059592 | 0.0090807 | 0 | 0 | 0.0060784 | 0.0092623 | 0 | 0 | 0.0062 | 0.0094476 | 0 | 0 | 0.006324 | 0.0096365 | 0 | 0 | 0.0064504 | 0.0098292 | 0 | 0 | 0.0065795 | 0.010026 | 0 | 0 | 0.006711 | 0.010226 | 0 | 0 | 0.0068453 | 0.010431 | 0 | 0 | 0.0069822 | 0.010639 | 0 | 0 | 0.0071218 | 0.010852 | 0 | 0 | 0.0072642 | 0.011069 | 0 | 0 | 0.0074095 | 0.011291 | 0 | 0 | 0.0075577 | 0.011517 | 0 | 0 | 0.0077089 | 0.011747 | 0 | 0 | 0.0078631 | 0.011982 | 0 | 0 | 0.0080098 | 0.012205 | 0 | 0 | 0.0081595 | 0.012433 | 0 | 0 | 0.0083092 | 0.012662 | 0
T&D ($/annual kWh) | 0 | 30-S20-SIC20Food&KindredProducts-COOL | 7 | TD:0:30-S20-SIC20Food&KindredProducts-COOL:7 | 0 | 0.015733 | 0.023974 | 0 | 0 | 0.016048 | 0.024453 | 0 | 0 | 0.016369 | 0.024942 | 0 | 0 | 0.016696 | 0.025441 | 0 | 0 | 0.01703 | 0.02595 | 0 | 0 | 0.01737 | 0.026469 | 0 | 0 | 0.017718 | 0.026999 | 0 | 0 | 0.018072 | 0.027539 | 0 | 0 | 0.018434 | 0.028089 | 0 | 0 | 0.018802 | 0.028651 | 0 | 0 | 0.019178 | 0.029224 | 0 | 0 | 0.019562 | 0.029809 | 0 | 0 | 0.019953 | 0.030405 | 0 | 0 | 0.020352 | 0.031013 | 0 | 0 | 0.020759 | 0.031633 | 0 | 0 | 0.021174 | 0.032266 | 0 | 0 | 0.021598 | 0.032911 | 0 | 0 | 0.02203 | 0.033569 | 0 | 0 | 0.02247 | 0.034241 | 0 | 0 | 0.02292 | 0.034926 | 0 | 0 | 0.023378 | 0.035624 | 0 | 0 | 0.023846 | 0.036336 | 0 | 0 | 0.024291 | 0.037015 | 0 | 0 | 0.024745 | 0.037706 | 0 | 0 | 0.025199 | 0.038398 | 0
T&D ($/annual kWh) | 0 | 30-S20-SIC20Food&KindredProducts-COOL | 10 | TD:0:30-S20-SIC20Food&KindredProducts-COOL:10 | 0 | 0.019887 | 0.030303 | 0 | 0 | 0.020284 | 0.030909 | 0 | 0 | 0.02069 | 0.031528 | 0 | 0 | 0.021104 | 0.032158 | 0 | 0 | 0.021526 | 0.032801 | 0 | 0 | 0.021956 | 0.033457 | 0 | 0 | 0.022396 | 0.034127 | 0 | 0 | 0.022843 | 0.034809 | 0 | 0 | 0.0233 | 0.035505 | 0 | 0 | 0.023766 | 0.036215 | 0 | 0 | 0.024242 | 0.03694 | 0 | 0 | 0.024727 | 0.037679 | 0 | 0 | 0.025221 | 0.038432 | 0 | 0 | 0.025725 | 0.039201 | 0 | 0 | 0.02624 | 0.039985 | 0 | 0 | 0.026765 | 0.040784 | 0 | 0 | 0.0273 | 0.0416 | 0 | 0 | 0.027846 | 0.042432 | 0 | 0 | 0.028403 | 0.043281 | 0 | 0 | 0.028971 | 0.044146 | 0 | 0 | 0.02955 | 0.045029 | 0 | 0 | 0.030141 | 0.04593 | 0 | 0 | 0.030704 | 0.046787 | 0 | 0 | 0.031278 | 0.047661 | 0 | 0 | 0.031852 | 0.048536 | 0
T&D ($/annual kWh) | 0 | 30-S20-SIC20Food&KindredProducts-COOL | 14 | TD:0:30-S20-SIC20Food&KindredProducts-COOL:14 | 0 | 0.020148 | 0.030702 | 0 | 0 | 0.020551 | 0.031316 | 0 | 0 | 0.020962 | 0.031942 | 0 | 0 | 0.021381 | 0.032581 | 0 | 0 | 0.021809 | 0.033233 | 0 | 0 | 0.022245 | 0.033897 | 0 | 0 | 0.02269 | 0.034575 | 0 | 0 | 0.023144 | 0.035267 | 0 | 0 | 0.023607 | 0.035972 | 0 | 0 | 0.024079 | 0.036691 | 0 | 0 | 0.02456 | 0.037425 | 0 | 0 | 0.025051 | 0.038174 | 0 | 0 | 0.025553 | 0.038937 | 0 | 0 | 0.026064 | 0.039716 | 0 | 0 | 0.026585 | 0.04051 | 0 | 0 | 0.027117 | 0.04132 | 0 | 0 | 0.027659 | 0.042147 | 0 | 0 | 0.028212 | 0.04299 | 0 | 0 | 0.028776 | 0.04385 | 0 | 0 | 0.029352 | 0.044727 | 0 | 0 | 0.029939 | 0.045621 | 0 | 0 | 0.030538 | 0.046534 | 0 | 0 | 0.031107 | 0.047402 | 0 | 0 | 0.031689 | 0.048288 | 0 | 0 | 0.03227 | 0.049174 | 0
T&D ($/annual kWh) | 0 | 30-S20-SIC20Food&KindredProducts-COOL | 15 | TD:0:30-S20-SIC20Food&KindredProducts-COOL:15 | 0 | 0.020361 | 0.031024 | 0 | 0 | 0.020768 | 0.031645 | 0 | 0 | 0.021183 | 0.032278 | 0 | 0 | 0.021607 | 0.032923 | 0 | 0 | 0.022039 | 0.033582 | 0 | 0 | 0.02248 | 0.034253 | 0 | 0 | 0.022929 | 0.034938 | 0 | 0 | 0.023388 | 0.035637 | 0 | 0 | 0.023856 | 0.03635 | 0 | 0 | 0.024333 | 0.037077 | 0 | 0 | 0.024819 | 0.037819 | 0 | 0 | 0.025316 | 0.038575 | 0 | 0 | 0.025822 | 0.039346 | 0 | 0 | 0.026339 | 0.040133 | 0 | 0 | 0.026865 | 0.040936 | 0 | 0 | 0.027403 | 0.041755 | 0 | 0 | 0.027951 | 0.04259 | 0 | 0 | 0.02851 | 0.043442 | 0 | 0 | 0.02908 | 0.04431 | 0 | 0 | 0.029661 | 0.045197 | 0 | 0 | 0.030255 | 0.046101 | 0 | 0 | 0.03086 | 0.047023 | 0 | 0 | 0.031436 | 0.0479 | 0 | 0 | 0.032023 | 0.048795 | 0 | 0 | 0.032611 | 0.04969 | 0
T&D ($/annual kWh) | 0 | 30-S20-SIC20Food&KindredProducts-COOL | SYSTEM | TD:0:30-S20-SIC20Food&KindredProducts-COOL:SYSTEM | 0 | 0.015733 | 0.023974 | 0 | 0 | 0.016048 | 0.024453 | 0 | 0 | 0.016369 | 0.024942 | 0 | 0 | 0.016696 | 0.025441 | 0 | 0 | 0.01703 | 0.02595 | 0 | 0 | 0.01737 | 0.026469 | 0 | 0 | 0.017718 | 0.026999 | 0 | 0 | 0.018072 | 0.027539 | 0 | 0 | 0.018434 | 0.028089 | 0 | 0 | 0.018802 | 0.028651 | 0 | 0 | 0.019178 | 0.029224 | 0 | 0 | 0.019562 | 0.029809 | 0 | 0 | 0.019953 | 0.030405 | 0 | 0 | 0.020352 | 0.031013 | 0 | 0 | 0.020759 | 0.031633 | 0 | 0 | 0.021174 | 0.032266 | 0 | 0 | 0.021598 | 0.032911 | 0 | 0 | 0.02203 | 0.033569 | 0 | 0 | 0.02247 | 0.034241 | 0 | 0 | 0.02292 | 0.034926 | 0 | 0 | 0.023378 | 0.035624 | 0 | 0 | 0.023846 | 0.036336 | 0 | 0 | 0.024291 | 0.037015 | 0 | 0 | 0.024745 | 0.037706 | 0 | 0 | 0.025199 | 0.038398 | 0
T&D ($/annual kWh) | 0 | 30-S20-SIC20Food&KindredProducts-LIGHT | 7 | TD:0:30-S20-SIC20Food&KindredProducts-LIGHT:7 | 0 | 0.0070213 | 0.010699 | 0 | 0 | 0.0071617 | 0.010913 | 0 | 0 | 0.0073049 | 0.011131 | 0 | 0 | 0.007451 | 0.011354 | 0 | 0 | 0.0076001 | 0.011581 | 0 | 0 | 0.0077521 | 0.011813 | 0 | 0 | 0.0079071 | 0.012049 | 0 | 0 | 0.0080652 | 0.01229 | 0 | 0 | 0.0082265 | 0.012536 | 0 | 0 | 0.0083911 | 0.012786 | 0 | 0 | 0.0085589 | 0.013042 | 0 | 0 | 0.0087301 | 0.013303 | 0 | 0 | 0.0089047 | 0.013569 | 0 | 0 | 0.0090828 | 0.01384 | 0 | 0 | 0.0092644 | 0.014117 | 0 | 0 | 0.0094497 | 0.0144 | 0 | 0 | 0.0096387 | 0.014688 | 0 | 0 | 0.0098315 | 0.014981 | 0 | 0 | 0.010028 | 0.015281 | 0 | 0 | 0.010229 | 0.015587 | 0 | 0 | 0.010433 | 0.015898 | 0 | 0 | 0.010642 | 0.016216 | 0 | 0 | 0.01084 | 0.016519 | 0 | 0 | 0.011043 | 0.016828 | 0 | 0 | 0.011246 | 0.017136 | 0
T&D ($/annual kWh) | 0 | 30-S20-SIC20Food&KindredProducts-LIGHT | 10 | TD:0:30-S20-SIC20Food&KindredProducts-LIGHT:10 | 0 | 0.0083072 | 0.012659 | 0 | 0 | 0.0084733 | 0.012912 | 0 | 0 | 0.0086428 | 0.01317 | 0 | 0 | 0.0088157 | 0.013433 | 0 | 0 | 0.008992 | 0.013702 | 0 | 0 | 0.0091718 | 0.013976 | 0 | 0 | 0.0093553 | 0.014256 | 0 | 0 | 0.0095424 | 0.014541 | 0 | 0 | 0.0097332 | 0.014832 | 0 | 0 | 0.0099279 | 0.015128 | 0 | 0 | 0.010126 | 0.015431 | 0 | 0 | 0.010329 | 0.015739 | 0 | 0 | 0.010536 | 0.016054 | 0 | 0 | 0.010746 | 0.016375 | 0 | 0 | 0.010961 | 0.016703 | 0 | 0 | 0.01118 | 0.017037 | 0 | 0 | 0.011404 | 0.017378 | 0 | 0 | 0.011632 | 0.017725 | 0 | 0 | 0.011865 | 0.01808 | 0 | 0 | 0.012102 | 0.018441 | 0 | 0 | 0.012344 | 0.01881 | 0 | 0 | 0.012591 | 0.019186 | 0 | 0 | 0.012826 | 0.019544 | 0 | 0 | 0.013066 | 0.019909 | 0 | 0 | 0.013305 | 0.020275 | 0
T&D ($/annual kWh) | 0 | 30-S20-SIC20Food&KindredProducts-LIGHT | 14 | TD:0:30-S20-SIC20Food&KindredProducts-LIGHT:14 | 0 | 0.0083881 | 0.012782 | 0 | 0 | 0.0085559 | 0.013038 | 0 | 0 | 0.008727 | 0.013298 | 0 | 0 | 0.0089015 | 0.013564 | 0 | 0 | 0.0090796 | 0.013836 | 0 | 0 | 0.0092612 | 0.014112 | 0 | 0 | 0.0094464 | 0.014394 | 0 | 0 | 0.0096353 | 0.014682 | 0 | 0 | 0.009828 | 0.014976 | 0 | 0 | 0.010025 | 0.015276 | 0 | 0 | 0.010225 | 0.015581 | 0 | 0 | 0.01043 | 0.015893 | 0 | 0 | 0.010638 | 0.016211 | 0 | 0 | 0.010851 | 0.016535 | 0 | 0 | 0.011068 | 0.016865 | 0 | 0 | 0.011289 | 0.017203 | 0 | 0 | 0.011515 | 0.017547 | 0 | 0 | 0.011745 | 0.017898 | 0 | 0 | 0.01198 | 0.018256 | 0 | 0 | 0.01222 | 0.018621 | 0 | 0 | 0.012464 | 0.018993 | 0 | 0 | 0.012714 | 0.019373 | 0 | 0 | 0.012951 | 0.019735 | 0 | 0 | 0.013193 | 0.020103 | 0 | 0 | 0.013435 | 0.020472 | 0
T&D ($/annual kWh) | 0 | 30-S20-SIC20Food&KindredProducts-LIGHT | 15 | TD:0:30-S20-SIC20Food&KindredProducts-LIGHT:15 | 0 | 0.0084286 | 0.012843 | 0 | 0 | 0.0085971 | 0.0131 | 0 | 0 | 0.0087691 | 0.013362 | 0 | 0 | 0.0089445 | 0.013629 | 0 | 0 | 0.0091233 | 0.013902 | 0 | 0 | 0.0093058 | 0.01418 | 0 | 0 | 0.0094919 | 0.014463 | 0 | 0 | 0.0096818 | 0.014752 | 0 | 0 | 0.0098754 | 0.015047 | 0 | 0 | 0.010073 | 0.015348 | 0 | 0 | 0.010274 | 0.015655 | 0 | 0 | 0.01048 | 0.015968 | 0 | 0 | 0.010689 | 0.016288 | 0 | 0 | 0.010903 | 0.016614 | 0 | 0 | 0.011121 | 0.016946 | 0 | 0 | 0.011344 | 0.017285 | 0 | 0 | 0.011571 | 0.01763 | 0 | 0 | 0.011802 | 0.017983 | 0 | 0 | 0.012038 | 0.018343 | 0 | 0 | 0.012279 | 0.01871 | 0 | 0 | 0.012524 | 0.019084 | 0 | 0 | 0.012775 | 0.019465 | 0 | 0 | 0.013013 | 0.019829 | 0 | 0 | 0.013256 | 0.020199 | 0 | 0 | 0.0135 | 0.02057 | 0
T&D ($/annual kWh) | 0 | 30-S20-SIC20Food&KindredProducts-LIGHT | SYSTEM | TD:0:30-S20-SIC20Food&KindredProducts-LIGHT:SYSTEM | 0 | 0.0070213 | 0.010699 | 0 | 0 | 0.0071617 | 0.010913 | 0 | 0 | 0.0073049 | 0.011131 | 0 | 0 | 0.007451 | 0.011354 | 0 | 0 | 0.0076001 | 0.011581 | 0 | 0 | 0.0077521 | 0.011813 | 0 | 0 | 0.0079071 | 0.012049 | 0 | 0 | 0.0080652 | 0.01229 | 0 | 0 | 0.0082265 | 0.012536 | 0 | 0 | 0.0083911 | 0.012786 | 0 | 0 | 0.0085589 | 0.013042 | 0 | 0 | 0.0087301 | 0.013303 | 0 | 0 | 0.0089047 | 0.013569 | 0 | 0 | 0.0090828 | 0.01384 | 0 | 0 | 0.0092644 | 0.014117 | 0 | 0 | 0.0094497 | 0.0144 | 0 | 0 | 0.0096387 | 0.014688 | 0 | 0 | 0.0098315 | 0.014981 | 0 | 0 | 0.010028 | 0.015281 | 0 | 0 | 0.010229 | 0.015587 | 0 | 0 | 0.010433 | 0.015898 | 0 | 0 | 0.010642 | 0.016216 | 0 | 0 | 0.01084 | 0.016519 | 0 | 0 | 0.011043 | 0.016828 | 0 | 0 | 0.011246 | 0.017136 | 0
T&D ($/annual kWh) | 0 | 30-S20-SIC20Food&KindredProducts-MOTOR | 7 | TD:0:30-S20-SIC20Food&KindredProducts-MOTOR:7 | 0 | 0.0051879 | 0.0079053 | 0 | 0 | 0.0052916 | 0.0080634 | 0 | 0 | 0.0053974 | 0.0082247 | 0 | 0 | 0.0055054 | 0.0083892 | 0 | 0 | 0.0056155 | 0.0085569 | 0 | 0 | 0.0057278 | 0.0087281 | 0 | 0 | 0.0058424 | 0.0089026 | 0 | 0 | 0.0059592 | 0.0090807 | 0 | 0 | 0.0060784 | 0.0092623 | 0 | 0 | 0.0062 | 0.0094476 | 0 | 0 | 0.006324 | 0.0096365 | 0 | 0 | 0.0064504 | 0.0098292 | 0 | 0 | 0.0065795 | 0.010026 | 0 | 0 | 0.006711 | 0.010226 | 0 | 0 | 0.0068453 | 0.010431 | 0 | 0 | 0.0069822 | 0.010639 | 0 | 0 | 0.0071218 | 0.010852 | 0 | 0 | 0.0072642 | 0.011069 | 0 | 0 | 0.0074095 | 0.011291 | 0 | 0 | 0.0075577 | 0.011517 | 0 | 0 | 0.0077089 | 0.011747 | 0 | 0 | 0.0078631 | 0.011982 | 0 | 0 | 0.0080098 | 0.012205 | 0 | 0 | 0.0081595 | 0.012433 | 0 | 0 | 0.0083092 | 0.012662 | 0
T&D ($/annual kWh) | 0 | 30-S20-SIC20Food&KindredProducts-MOTOR | 10 | TD:0:30-S20-SIC20Food&KindredProducts-MOTOR:10 | 0 | 0.0057077 | 0.0086975 | 0 | 0 | 0.0058219 | 0.0088714 | 0 | 0 | 0.0059383 | 0.0090489 | 0 | 0 | 0.0060571 | 0.0092298 | 0 | 0 | 0.0061782 | 0.0094144 | 0 | 0 | 0.0063018 | 0.0096027 | 0 | 0 | 0.0064278 | 0.0097948 | 0 | 0 | 0.0065564 | 0.0099907 | 0 | 0 | 0.0066875 | 0.01019 | 0 | 0 | 0.0068213 | 0.010394 | 0 | 0 | 0.0069577 | 0.010602 | 0 | 0 | 0.0070968 | 0.010814 | 0 | 0 | 0.0072388 | 0.011031 | 0 | 0 | 0.0073835 | 0.011251 | 0 | 0 | 0.0075312 | 0.011476 | 0 | 0 | 0.0076818 | 0.011706 | 0 | 0 | 0.0078355 | 0.01194 | 0 | 0 | 0.0079922 | 0.012179 | 0 | 0 | 0.008152 | 0.012422 | 0 | 0 | 0.0083151 | 0.012671 | 0 | 0 | 0.0084814 | 0.012924 | 0 | 0 | 0.008651 | 0.013182 | 0 | 0 | 0.0088124 | 0.013428 | 0 | 0 | 0.0089771 | 0.013679 | 0 | 0 | 0.0091418 | 0.01393 | 0
T&D ($/annual kWh) | 0 | 30-S20-SIC20Food&KindredProducts-MOTOR | 14 | TD:0:30-S20-SIC20Food&KindredProducts-MOTOR:14 | 0 | 0.0057404 | 0.0087473 | 0 | 0 | 0.0058552 | 0.0089223 | 0 | 0 | 0.0059723 | 0.0091007 | 0 | 0 | 0.0060918 | 0.0092827 | 0 | 0 | 0.0062136 | 0.0094684 | 0 | 0 | 0.0063379 | 0.0096578 | 0 | 0 | 0.0064647 | 0.0098509 | 0 | 0 | 0.006594 | 0.010048 | 0 | 0 | 0.0067258 | 0.010249 | 0 | 0 | 0.0068604 | 0.010454 | 0 | 0 | 0.0069976 | 0.010663 | 0 | 0 | 0.0071375 | 0.010876 | 0 | 0 | 0.0072803 | 0.011094 | 0 | 0 | 0.0074259 | 0.011316 | 0 | 0 | 0.0075744 | 0.011542 | 0 | 0 | 0.0077259 | 0.011773 | 0 | 0 | 0.0078804 | 0.012008 | 0 | 0 | 0.008038 | 0.012248 | 0 | 0 | 0.0081988 | 0.012493 | 0 | 0 | 0.0083627 | 0.012743 | 0 | 0 | 0.00853 | 0.012998 | 0 | 0 | 0.0087006 | 0.013258 | 0 | 0 | 0.0088629 | 0.013505 | 0 | 0 | 0.0090286 | 0.013758 | 0 | 0 | 0.0091942 | 0.01401 | 0
T&D ($/annual kWh) | 0 | 30-S20-SIC20Food&KindredProducts-MOTOR | 15 | TD:0:30-S20-SIC20Food&KindredProducts-MOTOR:15 | 0 | 0.0057384 | 0.0087434 | 0 | 0 | 0.0058532 | 0.0089182 | 0 | 0 | 0.0059702 | 0.0090966 | 0 | 0 | 0.0060896 | 0.0092785 | 0 | 0 | 0.0062114 | 0.0094641 | 0 | 0 | 0.0063357 | 0.0096534 | 0 | 0 | 0.0064624 | 0.0098465 | 0 | 0 | 0.0065916 | 0.010043 | 0 | 0 | 0.0067235 | 0.010244 | 0 | 0 | 0.0068579 | 0.010449 | 0 | 0 | 0.0069951 | 0.010658 | 0 | 0 | 0.007135 | 0.010871 | 0 | 0 | 0.0072777 | 0.011089 | 0 | 0 | 0.0074232 | 0.01131 | 0 | 0 | 0.0075717 | 0.011537 | 0 | 0 | 0.0077231 | 0.011767 | 0 | 0 | 0.0078776 | 0.012003 | 0 | 0 | 0.0080352 | 0.012243 | 0 | 0 | 0.0081959 | 0.012488 | 0 | 0 | 0.0083598 | 0.012737 | 0 | 0 | 0.008527 | 0.012992 | 0 | 0 | 0.0086975 | 0.013252 | 0 | 0 | 0.0088598 | 0.013499 | 0 | 0 | 0.0090254 | 0.013752 | 0 | 0 | 0.009191 | 0.014004 | 0
T&D ($/annual kWh) | 0 | 30-S20-SIC20Food&KindredProducts-MOTOR | SYSTEM | TD:0:30-S20-SIC20Food&KindredProducts-MOTOR:SYSTEM | 0 | 0.0051879 | 0.0079053 | 0 | 0 | 0.0052916 | 0.0080634 | 0 | 0 | 0.0053974 | 0.0082247 | 0 | 0 | 0.0055054 | 0.0083892 | 0 | 0 | 0.0056155 | 0.0085569 | 0 | 0 | 0.0057278 | 0.0087281 | 0 | 0 | 0.0058424 | 0.0089026 | 0 | 0 | 0.0059592 | 0.0090807 | 0 | 0 | 0.0060784 | 0.0092623 | 0 | 0 | 0.0062 | 0.0094476 | 0 | 0 | 0.006324 | 0.0096365 | 0 | 0 | 0.0064504 | 0.0098292 | 0 | 0 | 0.0065795 | 0.010026 | 0 | 0 | 0.006711 | 0.010226 | 0 | 0 | 0.0068453 | 0.010431 | 0 | 0 | 0.0069822 | 0.010639 | 0 | 0 | 0.0071218 | 0.010852 | 0 | 0 | 0.0072642 | 0.011069 | 0 | 0 | 0.0074095 | 0.011291 | 0 | 0 | 0.0075577 | 0.011517 | 0 | 0 | 0.0077089 | 0.011747 | 0 | 0 | 0.0078631 | 0.011982 | 0 | 0 | 0.0080098 | 0.012205 | 0 | 0 | 0.0081595 | 0.012433 | 0 | 0 | 0.0083092 | 0.012662 | 0
T&D ($/annual kWh) | 0 | 30-S20-SIC20Food&KindredProducts-PROC_OTH | 7 | TD:0:30-S20-SIC20Food&KindredProducts-PROC_OTH:7 | 0 | 0.0051879 | 0.0079053 | 0 | 0 | 0.0052916 | 0.0080634 | 0 | 0 | 0.0053974 | 0.0082247 | 0 | 0 | 0.0055054 | 0.0083892 | 0 | 0 | 0.0056155 | 0.0085569 | 0 | 0 | 0.0057278 | 0.0087281 | 0 | 0 | 0.0058424 | 0.0089026 | 0 | 0 | 0.0059592 | 0.0090807 | 0 | 0 | 0.0060784 | 0.0092623 | 0 | 0 | 0.0062 | 0.0094476 | 0 | 0 | 0.006324 | 0.0096365 | 0 | 0 | 0.0064504 | 0.0098292 | 0 | 0 | 0.0065795 | 0.010026 | 0 | 0 | 0.006711 | 0.010226 | 0 | 0 | 0.0068453 | 0.010431 | 0 | 0 | 0.0069822 | 0.010639 | 0 | 0 | 0.0071218 | 0.010852 | 0 | 0 | 0.0072642 | 0.011069 | 0 | 0 | 0.0074095 | 0.011291 | 0 | 0 | 0.0075577 | 0.011517 | 0 | 0 | 0.0077089 | 0.011747 | 0 | 0 | 0.0078631 | 0.011982 | 0 | 0 | 0.0080098 | 0.012205 | 0 | 0 | 0.0081595 | 0.012433 | 0 | 0 | 0.0083092 | 0.012662 | 0
T&D ($/annual kWh) | 0 | 30-S20-SIC20Food&KindredProducts-PROC_OTH | 10 | TD:0:30-S20-SIC20Food&KindredProducts-PROC_OTH:10 | 0 | 0.0057077 | 0.0086975 | 0 | 0 | 0.0058219 | 0.0088714 | 0 | 0 | 0.0059383 | 0.0090489 | 0 | 0 | 0.0060571 | 0.0092298 | 0 | 0 | 0.0061782 | 0.0094144 | 0 | 0 | 0.0063018 | 0.0096027 | 0 | 0 | 0.0064278 | 0.0097948 | 0 | 0 | 0.0065564 | 0.0099907 | 0 | 0 | 0.0066875 | 0.01019 | 0 | 0 | 0.0068213 | 0.010394 | 0 | 0 | 0.0069577 | 0.010602 | 0 | 0 | 0.0070968 | 0.010814 | 0 | 0 | 0.0072388 | 0.011031 | 0 | 0 | 0.0073835 | 0.011251 | 0 | 0 | 0.0075312 | 0.011476 | 0 | 0 | 0.0076818 | 0.011706 | 0 | 0 | 0.0078355 | 0.01194 | 0 | 0 | 0.0079922 | 0.012179 | 0 | 0 | 0.008152 | 0.012422 | 0 | 0 | 0.0083151 | 0.012671 | 0 | 0 | 0.0084814 | 0.012924 | 0 | 0 | 0.008651 | 0.013182 | 0 | 0 | 0.0088124 | 0.013428 | 0 | 0 | 0.0089771 | 0.013679 | 0 | 0 | 0.0091418 | 0.01393 | 0
T&D ($/annual kWh) | 0 | 30-S20-SIC20Food&KindredProducts-PROC_OTH | 14 | TD:0:30-S20-SIC20Food&KindredProducts-PROC_OTH:14 | 0 | 0.0057404 | 0.0087473 | 0 | 0 | 0.0058552 | 0.0089223 | 0 | 0 | 0.0059723 | 0.0091007 | 0 | 0 | 0.0060918 | 0.0092827 | 0 | 0 | 0.0062136 | 0.0094684 | 0 | 0 | 0.0063379 | 0.0096578 | 0 | 0 | 0.0064647 | 0.0098509 | 0 | 0 | 0.006594 | 0.010048 | 0 | 0 | 0.0067258 | 0.010249 | 0 | 0 | 0.0068604 | 0.010454 | 0 | 0 | 0.0069976 | 0.010663 | 0 | 0 | 0.0071375 | 0.010876 | 0 | 0 | 0.0072803 | 0.011094 | 0 | 0 | 0.0074259 | 0.011316 | 0 | 0 | 0.0075744 | 0.011542 | 0 | 0 | 0.0077259 | 0.011773 | 0 | 0 | 0.0078804 | 0.012008 | 0 | 0 | 0.008038 | 0.012248 | 0 | 0 | 0.0081988 | 0.012493 | 0 | 0 | 0.0083627 | 0.012743 | 0 | 0 | 0.00853 | 0.012998 | 0 | 0 | 0.0087006 | 0.013258 | 0 | 0 | 0.0088629 | 0.013505 | 0 | 0 | 0.0090286 | 0.013758 | 0 | 0 | 0.0091942 | 0.01401 | 0
T&D ($/annual kWh) | 0 | 30-S20-SIC20Food&KindredProducts-PROC_OTH | 15 | TD:0:30-S20-SIC20Food&KindredProducts-PROC_OTH:15 | 0 | 0.0057384 | 0.0087434 | 0 | 0 | 0.0058532 | 0.0089182 | 0 | 0 | 0.0059702 | 0.0090966 | 0 | 0 | 0.0060896 | 0.0092785 | 0 | 0 | 0.0062114 | 0.0094641 | 0 | 0 | 0.0063357 | 0.0096534 | 0 | 0 | 0.0064624 | 0.0098465 | 0 | 0 | 0.0065916 | 0.010043 | 0 | 0 | 0.0067235 | 0.010244 | 0 | 0 | 0.0068579 | 0.010449 | 0 | 0 | 0.0069951 | 0.010658 | 0 | 0 | 0.007135 | 0.010871 | 0 | 0 | 0.0072777 | 0.011089 | 0 | 0 | 0.0074232 | 0.01131 | 0 | 0 | 0.0075717 | 0.011537 | 0 | 0 | 0.0077231 | 0.011767 | 0 | 0 | 0.0078776 | 0.012003 | 0 | 0 | 0.0080352 | 0.012243 | 0 | 0 | 0.0081959 | 0.012488 | 0 | 0 | 0.0083598 | 0.012737 | 0 | 0 | 0.008527 | 0.012992 | 0 | 0 | 0.0086975 | 0.013252 | 0 | 0 | 0.0088598 | 0.013499 | 0 | 0 | 0.0090254 | 0.013752 | 0 | 0 | 0.009191 | 0.014004 | 0
T&D ($/annual kWh) | 0 | 30-S20-SIC20Food&KindredProducts-PROC_OTH | SYSTEM | TD:0:30-S20-SIC20Food&KindredProducts-PROC_OTH:SYSTEM | 0 | 0.0051879 | 0.0079053 | 0 | 0 | 0.0052916 | 0.0080634 | 0 | 0 | 0.0053974 | 0.0082247 | 0 | 0 | 0.0055054 | 0.0083892 | 0 | 0 | 0.0056155 | 0.0085569 | 0 | 0 | 0.0057278 | 0.0087281 | 0 | 0 | 0.0058424 | 0.0089026 | 0 | 0 | 0.0059592 | 0.0090807 | 0 | 0 | 0.0060784 | 0.0092623 | 0 | 0 | 0.0062 | 0.0094476 | 0 | 0 | 0.006324 | 0.0096365 | 0 | 0 | 0.0064504 | 0.0098292 | 0 | 0 | 0.0065795 | 0.010026 | 0 | 0 | 0.006711 | 0.010226 | 0 | 0 | 0.0068453 | 0.010431 | 0 | 0 | 0.0069822 | 0.010639 | 0 | 0 | 0.0071218 | 0.010852 | 0 | 0 | 0.0072642 | 0.011069 | 0 | 0 | 0.0074095 | 0.011291 | 0 | 0 | 0.0075577 | 0.011517 | 0 | 0 | 0.0077089 | 0.011747 | 0 | 0 | 0.0078631 | 0.011982 | 0 | 0 | 0.0080098 | 0.012205 | 0 | 0 | 0.0081595 | 0.012433 | 0 | 0 | 0.0083092 | 0.012662 | 0
T&D ($/annual kWh) | 0 | 31-S26-SIC26Paper&AlliedProducts-AG_PUMP | 7 | TD:0:31-S26-SIC26Paper&AlliedProducts-AG_PUMP:7 | 0 | 0.0068364 | 0.010417 | 0 | 0 | 0.0069731 | 0.010626 | 0 | 0 | 0.0071126 | 0.010838 | 0 | 0 | 0.0072548 | 0.011055 | 0 | 0 | 0.0073999 | 0.011276 | 0 | 0 | 0.0075479 | 0.011502 | 0 | 0 | 0.0076989 | 0.011732 | 0 | 0 | 0.0078529 | 0.011966 | 0 | 0 | 0.0080099 | 0.012206 | 0 | 0 | 0.0081701 | 0.01245 | 0 | 0 | 0.0083335 | 0.012699 | 0 | 0 | 0.0085002 | 0.012953 | 0 | 0 | 0.0086702 | 0.013212 | 0 | 0 | 0.0088436 | 0.013476 | 0 | 0 | 0.0090205 | 0.013745 | 0 | 0 | 0.0092009 | 0.01402 | 0 | 0 | 0.0093849 | 0.014301 | 0 | 0 | 0.0095726 | 0.014587 | 0 | 0 | 0.0097641 | 0.014879 | 0 | 0 | 0.0099593 | 0.015176 | 0 | 0 | 0.010159 | 0.01548 | 0 | 0 | 0.010362 | 0.015789 | 0 | 0 | 0.010555 | 0.016084 | 0 | 0 | 0.010752 | 0.016384 | 0 | 0 | 0.01095 | 0.016685 | 0
T&D ($/annual kWh) | 0 | 31-S26-SIC26Paper&AlliedProducts-AG_PUMP | 10 | TD:0:31-S26-SIC26Paper&AlliedProducts-AG_PUMP:10 | 0 | 0.0073621 | 0.011218 | 0 | 0 | 0.0075094 | 0.011443 | 0 | 0 | 0.0076595 | 0.011672 | 0 | 0 | 0.0078127 | 0.011905 | 0 | 0 | 0.007969 | 0.012143 | 0 | 0 | 0.0081284 | 0.012386 | 0 | 0 | 0.0082909 | 0.012634 | 0 | 0 | 0.0084568 | 0.012886 | 0 | 0 | 0.0086259 | 0.013144 | 0 | 0 | 0.0087984 | 0.013407 | 0 | 0 | 0.0089744 | 0.013675 | 0 | 0 | 0.0091539 | 0.013949 | 0 | 0 | 0.0093369 | 0.014228 | 0 | 0 | 0.0095237 | 0.014512 | 0 | 0 | 0.0097142 | 0.014803 | 0 | 0 | 0.0099084 | 0.015099 | 0 | 0 | 0.010107 | 0.015401 | 0 | 0 | 0.010309 | 0.015709 | 0 | 0 | 0.010515 | 0.016023 | 0 | 0 | 0.010725 | 0.016343 | 0 | 0 | 0.01094 | 0.01667 | 0 | 0 | 0.011159 | 0.017003 | 0 | 0 | 0.011367 | 0.017321 | 0 | 0 | 0.011579 | 0.017644 | 0 | 0 | 0.011792 | 0.017968 | 0
T&D ($/annual kWh) | 0 | 31-S26-SIC26Paper&AlliedProducts-AG_PUMP | 14 | TD:0:31-S26-SIC26Paper&AlliedProducts-AG_PUMP:14 | 0 | 0.0073952 | 0.011269 | 0 | 0 | 0.0075431 | 0.011494 | 0 | 0 | 0.007694 | 0.011724 | 0 | 0 | 0.0078478 | 0.011959 | 0 | 0 | 0.0080048 | 0.012198 | 0 | 0 | 0.0081649 | 0.012442 | 0 | 0 | 0.0083282 | 0.012691 | 0 | 0 | 0.0084948 | 0.012944 | 0 | 0 | 0.0086647 | 0.013203 | 0 | 0 | 0.0088379 | 0.013467 | 0 | 0 | 0.0090147 | 0.013737 | 0 | 0 | 0.009195 | 0.014011 | 0 | 0 | 0.0093789 | 0.014292 | 0 | 0 | 0.0095665 | 0.014577 | 0 | 0 | 0.0097578 | 0.014869 | 0 | 0 | 0.009953 | 0.015166 | 0 | 0 | 0.010152 | 0.01547 | 0 | 0 | 0.010355 | 0.015779 | 0 | 0 | 0.010562 | 0.016095 | 0 | 0 | 0.010773 | 0.016417 | 0 | 0 | 0.010989 | 0.016745 | 0 | 0 | 0.011209 | 0.01708 | 0 | 0 | 0.011418 | 0.017399 | 0 | 0 | 0.011631 | 0.017724 | 0 | 0 | 0.011845 | 0.018049 | 0
T&D ($/annual kWh) | 0 | 31-S26-SIC26Paper&AlliedProducts-AG_PUMP | 15 | TD:0:31-S26-SIC26Paper&AlliedProducts-AG_PUMP:15 | 0 | 0.0073799 | 0.011244 | 0 | 0 | 0.0075275 | 0.011469 | 0 | 0 | 0.007678 | 0.011699 | 0 | 0 | 0.0078316 | 0.011933 | 0 | 0 | 0.0079882 | 0.012171 | 0 | 0 | 0.008148 | 0.012415 | 0 | 0 | 0.008311 | 0.012663 | 0 | 0 | 0.0084772 | 0.012916 | 0 | 0 | 0.0086467 | 0.013175 | 0 | 0 | 0.0088197 | 0.013438 | 0 | 0 | 0.0089961 | 0.013707 | 0 | 0 | 0.009176 | 0.013981 | 0 | 0 | 0.0093595 | 0.014261 | 0 | 0 | 0.0095467 | 0.014546 | 0 | 0 | 0.0097376 | 0.014837 | 0 | 0 | 0.0099324 | 0.015133 | 0 | 0 | 0.010131 | 0.015436 | 0 | 0 | 0.010334 | 0.015745 | 0 | 0 | 0.01054 | 0.01606 | 0 | 0 | 0.010751 | 0.016381 | 0 | 0 | 0.010966 | 0.016708 | 0 | 0 | 0.011185 | 0.017043 | 0 | 0 | 0.011394 | 0.017361 | 0 | 0 | 0.011607 | 0.017685 | 0 | 0 | 0.01182 | 0.01801 | 0
T&D ($/annual kWh) | 0 | 31-S26-SIC26Paper&AlliedProducts-AG_PUMP | SYSTEM | TD:0:31-S26-SIC26Paper&AlliedProducts-AG_PUMP:SYSTEM | 0 | 0.0068364 | 0.010417 | 0 | 0 | 0.0069731 | 0.010626 | 0 | 0 | 0.0071126 | 0.010838 | 0 | 0 | 0.0072548 | 0.011055 | 0 | 0 | 0.0073999 | 0.011276 | 0 | 0 | 0.0075479 | 0.011502 | 0 | 0 | 0.0076989 | 0.011732 | 0 | 0 | 0.0078529 | 0.011966 | 0 | 0 | 0.0080099 | 0.012206 | 0 | 0 | 0.0081701 | 0.01245 | 0 | 0 | 0.0083335 | 0.012699 | 0 | 0 | 0.0085002 | 0.012953 | 0 | 0 | 0.0086702 | 0.013212 | 0 | 0 | 0.0088436 | 0.013476 | 0 | 0 | 0.0090205 | 0.013745 | 0 | 0 | 0.0092009 | 0.01402 | 0 | 0 | 0.0093849 | 0.014301 | 0 | 0 | 0.0095726 | 0.014587 | 0 | 0 | 0.0097641 | 0.014879 | 0 | 0 | 0.0099593 | 0.015176 | 0 | 0 | 0.010159 | 0.01548 | 0 | 0 | 0.010362 | 0.015789 | 0 | 0 | 0.010555 | 0.016084 | 0 | 0 | 0.010752 | 0.016384 | 0 | 0 | 0.01095 | 0.016685 | 0
T&D ($/annual kWh) | 0 | 31-S26-SIC26Paper&AlliedProducts-COMP_AIR | 7 | TD:0:31-S26-SIC26Paper&AlliedProducts-COMP_AIR:7 | 0 | 0.0051879 | 0.0079053 | 0 | 0 | 0.0052916 | 0.0080634 | 0 | 0 | 0.0053974 | 0.0082247 | 0 | 0 | 0.0055054 | 0.0083892 | 0 | 0 | 0.0056155 | 0.0085569 | 0 | 0 | 0.0057278 | 0.0087281 | 0 | 0 | 0.0058424 | 0.0089026 | 0 | 0 | 0.0059592 | 0.0090807 | 0 | 0 | 0.0060784 | 0.0092623 | 0 | 0 | 0.0062 | 0.0094476 | 0 | 0 | 0.006324 | 0.0096365 | 0 | 0 | 0.0064504 | 0.0098292 | 0 | 0 | 0.0065795 | 0.010026 | 0 | 0 | 0.006711 | 0.010226 | 0 | 0 | 0.0068453 | 0.010431 | 0 | 0 | 0.0069822 | 0.010639 | 0 | 0 | 0.0071218 | 0.010852 | 0 | 0 | 0.0072642 | 0.011069 | 0 | 0 | 0.0074095 | 0.011291 | 0 | 0 | 0.0075577 | 0.011517 | 0 | 0 | 0.0077089 | 0.011747 | 0 | 0 | 0.0078631 | 0.011982 | 0 | 0 | 0.0080098 | 0.012205 | 0 | 0 | 0.0081595 | 0.012433 | 0 | 0 | 0.0083092 | 0.012662 | 0
T&D ($/annual kWh) | 0 | 31-S26-SIC26Paper&AlliedProducts-COMP_AIR | 10 | TD:0:31-S26-SIC26Paper&AlliedProducts-COMP_AIR:10 | 0 | 0.0057077 | 0.0086975 | 0 | 0 | 0.0058219 | 0.0088714 | 0 | 0 | 0.0059383 | 0.0090489 | 0 | 0 | 0.0060571 | 0.0092298 | 0 | 0 | 0.0061782 | 0.0094144 | 0 | 0 | 0.0063018 | 0.0096027 | 0 | 0 | 0.0064278 | 0.0097948 | 0 | 0 | 0.0065564 | 0.0099907 | 0 | 0 | 0.0066875 | 0.01019 | 0 | 0 | 0.0068213 | 0.010394 | 0 | 0 | 0.0069577 | 0.010602 | 0 | 0 | 0.0070968 | 0.010814 | 0 | 0 | 0.0072388 | 0.011031 | 0 | 0 | 0.0073835 | 0.011251 | 0 | 0 | 0.0075312 | 0.011476 | 0 | 0 | 0.0076818 | 0.011706 | 0 | 0 | 0.0078355 | 0.01194 | 0 | 0 | 0.0079922 | 0.012179 | 0 | 0 | 0.008152 | 0.012422 | 0 | 0 | 0.0083151 | 0.012671 | 0 | 0 | 0.0084814 | 0.012924 | 0 | 0 | 0.008651 | 0.013182 | 0 | 0 | 0.0088124 | 0.013428 | 0 | 0 | 0.0089771 | 0.013679 | 0 | 0 | 0.0091418 | 0.01393 | 0
T&D ($/annual kWh) | 0 | 31-S26-SIC26Paper&AlliedProducts-COMP_AIR | 14 | TD:0:31-S26-SIC26Paper&AlliedProducts-COMP_AIR:14 | 0 | 0.0057404 | 0.0087473 | 0 | 0 | 0.0058552 | 0.0089223 | 0 | 0 | 0.0059723 | 0.0091007 | 0 | 0 | 0.0060918 | 0.0092827 | 0 | 0 | 0.0062136 | 0.0094684 | 0 | 0 | 0.0063379 | 0.0096578 | 0 | 0 | 0.0064647 | 0.0098509 | 0 | 0 | 0.006594 | 0.010048 | 0 | 0 | 0.0067258 | 0.010249 | 0 | 0 | 0.0068604 | 0.010454 | 0 | 0 | 0.0069976 | 0.010663 | 0 | 0 | 0.0071375 | 0.010876 | 0 | 0 | 0.0072803 | 0.011094 | 0 | 0 | 0.0074259 | 0.011316 | 0 | 0 | 0.0075744 | 0.011542 | 0 | 0 | 0.0077259 | 0.011773 | 0 | 0 | 0.0078804 | 0.012008 | 0 | 0 | 0.008038 | 0.012248 | 0 | 0 | 0.0081988 | 0.012493 | 0 | 0 | 0.0083627 | 0.012743 | 0 | 0 | 0.00853 | 0.012998 | 0 | 0 | 0.0087006 | 0.013258 | 0 | 0 | 0.0088629 | 0.013505 | 0 | 0 | 0.0090286 | 0.013758 | 0 | 0 | 0.0091942 | 0.01401 | 0
T&D ($/annual kWh) | 0 | 31-S26-SIC26Paper&AlliedProducts-COMP_AIR | 15 | TD:0:31-S26-SIC26Paper&AlliedProducts-COMP_AIR:15 | 0 | 0.0057384 | 0.0087434 | 0 | 0 | 0.0058532 | 0.0089182 | 0 | 0 | 0.0059702 | 0.0090966 | 0 | 0 | 0.0060896 | 0.0092785 | 0 | 0 | 0.0062114 | 0.0094641 | 0 | 0 | 0.0063357 | 0.0096534 | 0 | 0 | 0.0064624 | 0.0098465 | 0 | 0 | 0.0065916 | 0.010043 | 0 | 0 | 0.0067235 | 0.010244 | 0 | 0 | 0.0068579 | 0.010449 | 0 | 0 | 0.0069951 | 0.010658 | 0 | 0 | 0.007135 | 0.010871 | 0 | 0 | 0.0072777 | 0.011089 | 0 | 0 | 0.0074232 | 0.01131 | 0 | 0 | 0.0075717 | 0.011537 | 0 | 0 | 0.0077231 | 0.011767 | 0 | 0 | 0.0078776 | 0.012003 | 0 | 0 | 0.0080352 | 0.012243 | 0 | 0 | 0.0081959 | 0.012488 | 0 | 0 | 0.0083598 | 0.012737 | 0 | 0 | 0.008527 | 0.012992 | 0 | 0 | 0.0086975 | 0.013252 | 0 | 0 | 0.0088598 | 0.013499 | 0 | 0 | 0.0090254 | 0.013752 | 0 | 0 | 0.009191 | 0.014004 | 0
T&D ($/annual kWh) | 0 | 31-S26-SIC26Paper&AlliedProducts-COMP_AIR | SYSTEM | TD:0:31-S26-SIC26Paper&AlliedProducts-COMP_AIR:SYSTEM | 0 | 0.0051879 | 0.0079053 | 0 | 0 | 0.0052916 | 0.0080634 | 0 | 0 | 0.0053974 | 0.0082247 | 0 | 0 | 0.0055054 | 0.0083892 | 0 | 0 | 0.0056155 | 0.0085569 | 0 | 0 | 0.0057278 | 0.0087281 | 0 | 0 | 0.0058424 | 0.0089026 | 0 | 0 | 0.0059592 | 0.0090807 | 0 | 0 | 0.0060784 | 0.0092623 | 0 | 0 | 0.0062 | 0.0094476 | 0 | 0 | 0.006324 | 0.0096365 | 0 | 0 | 0.0064504 | 0.0098292 | 0 | 0 | 0.0065795 | 0.010026 | 0 | 0 | 0.006711 | 0.010226 | 0 | 0 | 0.0068453 | 0.010431 | 0 | 0 | 0.0069822 | 0.010639 | 0 | 0 | 0.0071218 | 0.010852 | 0 | 0 | 0.0072642 | 0.011069 | 0 | 0 | 0.0074095 | 0.011291 | 0 | 0 | 0.0075577 | 0.011517 | 0 | 0 | 0.0077089 | 0.011747 | 0 | 0 | 0.0078631 | 0.011982 | 0 | 0 | 0.0080098 | 0.012205 | 0 | 0 | 0.0081595 | 0.012433 | 0 | 0 | 0.0083092 | 0.012662 | 0
T&D ($/annual kWh) | 0 | 31-S26-SIC26Paper&AlliedProducts-COOL | 7 | TD:0:31-S26-SIC26Paper&AlliedProducts-COOL:7 | 0 | 0.015733 | 0.023974 | 0 | 0 | 0.016048 | 0.024453 | 0 | 0 | 0.016369 | 0.024942 | 0 | 0 | 0.016696 | 0.025441 | 0 | 0 | 0.01703 | 0.02595 | 0 | 0 | 0.01737 | 0.026469 | 0 | 0 | 0.017718 | 0.026999 | 0 | 0 | 0.018072 | 0.027539 | 0 | 0 | 0.018434 | 0.028089 | 0 | 0 | 0.018802 | 0.028651 | 0 | 0 | 0.019178 | 0.029224 | 0 | 0 | 0.019562 | 0.029809 | 0 | 0 | 0.019953 | 0.030405 | 0 | 0 | 0.020352 | 0.031013 | 0 | 0 | 0.020759 | 0.031633 | 0 | 0 | 0.021174 | 0.032266 | 0 | 0 | 0.021598 | 0.032911 | 0 | 0 | 0.02203 | 0.033569 | 0 | 0 | 0.02247 | 0.034241 | 0 | 0 | 0.02292 | 0.034926 | 0 | 0 | 0.023378 | 0.035624 | 0 | 0 | 0.023846 | 0.036336 | 0 | 0 | 0.024291 | 0.037015 | 0 | 0 | 0.024745 | 0.037706 | 0 | 0 | 0.025199 | 0.038398 | 0
T&D ($/annual kWh) | 0 | 31-S26-SIC26Paper&AlliedProducts-COOL | 10 | TD:0:31-S26-SIC26Paper&AlliedProducts-COOL:10 | 0 | 0.019887 | 0.030303 | 0 | 0 | 0.020284 | 0.030909 | 0 | 0 | 0.02069 | 0.031528 | 0 | 0 | 0.021104 | 0.032158 | 0 | 0 | 0.021526 | 0.032801 | 0 | 0 | 0.021956 | 0.033457 | 0 | 0 | 0.022396 | 0.034127 | 0 | 0 | 0.022843 | 0.034809 | 0 | 0 | 0.0233 | 0.035505 | 0 | 0 | 0.023766 | 0.036215 | 0 | 0 | 0.024242 | 0.03694 | 0 | 0 | 0.024727 | 0.037679 | 0 | 0 | 0.025221 | 0.038432 | 0 | 0 | 0.025725 | 0.039201 | 0 | 0 | 0.02624 | 0.039985 | 0 | 0 | 0.026765 | 0.040784 | 0 | 0 | 0.0273 | 0.0416 | 0 | 0 | 0.027846 | 0.042432 | 0 | 0 | 0.028403 | 0.043281 | 0 | 0 | 0.028971 | 0.044146 | 0 | 0 | 0.02955 | 0.045029 | 0 | 0 | 0.030141 | 0.04593 | 0 | 0 | 0.030704 | 0.046787 | 0 | 0 | 0.031278 | 0.047661 | 0 | 0 | 0.031852 | 0.048536 | 0
T&D ($/annual kWh) | 0 | 31-S26-SIC26Paper&AlliedProducts-COOL | 14 | TD:0:31-S26-SIC26Paper&AlliedProducts-COOL:14 | 0 | 0.020148 | 0.030702 | 0 | 0 | 0.020551 | 0.031316 | 0 | 0 | 0.020962 | 0.031942 | 0 | 0 | 0.021381 | 0.032581 | 0 | 0 | 0.021809 | 0.033233 | 0 | 0 | 0.022245 | 0.033897 | 0 | 0 | 0.02269 | 0.034575 | 0 | 0 | 0.023144 | 0.035267 | 0 | 0 | 0.023607 | 0.035972 | 0 | 0 | 0.024079 | 0.036691 | 0 | 0 | 0.02456 | 0.037425 | 0 | 0 | 0.025051 | 0.038174 | 0 | 0 | 0.025553 | 0.038937 | 0 | 0 | 0.026064 | 0.039716 | 0 | 0 | 0.026585 | 0.04051 | 0 | 0 | 0.027117 | 0.04132 | 0 | 0 | 0.027659 | 0.042147 | 0 | 0 | 0.028212 | 0.04299 | 0 | 0 | 0.028776 | 0.04385 | 0 | 0 | 0.029352 | 0.044727 | 0 | 0 | 0.029939 | 0.045621 | 0 | 0 | 0.030538 | 0.046534 | 0 | 0 | 0.031107 | 0.047402 | 0 | 0 | 0.031689 | 0.048288 | 0 | 0 | 0.03227 | 0.049174 | 0
T&D ($/annual kWh) | 0 | 31-S26-SIC26Paper&AlliedProducts-COOL | 15 | TD:0:31-S26-SIC26Paper&AlliedProducts-COOL:15 | 0 | 0.020361 | 0.031024 | 0 | 0 | 0.020768 | 0.031645 | 0 | 0 | 0.021183 | 0.032278 | 0 | 0 | 0.021607 | 0.032923 | 0 | 0 | 0.022039 | 0.033582 | 0 | 0 | 0.02248 | 0.034253 | 0 | 0 | 0.022929 | 0.034938 | 0 | 0 | 0.023388 | 0.035637 | 0 | 0 | 0.023856 | 0.03635 | 0 | 0 | 0.024333 | 0.037077 | 0 | 0 | 0.024819 | 0.037819 | 0 | 0 | 0.025316 | 0.038575 | 0 | 0 | 0.025822 | 0.039346 | 0 | 0 | 0.026339 | 0.040133 | 0 | 0 | 0.026865 | 0.040936 | 0 | 0 | 0.027403 | 0.041755 | 0 | 0 | 0.027951 | 0.04259 | 0 | 0 | 0.02851 | 0.043442 | 0 | 0 | 0.02908 | 0.04431 | 0 | 0 | 0.029661 | 0.045197 | 0 | 0 | 0.030255 | 0.046101 | 0 | 0 | 0.03086 | 0.047023 | 0 | 0 | 0.031436 | 0.0479 | 0 | 0 | 0.032023 | 0.048795 | 0 | 0 | 0.032611 | 0.04969 | 0
T&D ($/annual kWh) | 0 | 31-S26-SIC26Paper&AlliedProducts-COOL | SYSTEM | TD:0:31-S26-SIC26Paper&AlliedProducts-COOL:SYSTEM | 0 | 0.015733 | 0.023974 | 0 | 0 | 0.016048 | 0.024453 | 0 | 0 | 0.016369 | 0.024942 | 0 | 0 | 0.016696 | 0.025441 | 0 | 0 | 0.01703 | 0.02595 | 0 | 0 | 0.01737 | 0.026469 | 0 | 0 | 0.017718 | 0.026999 | 0 | 0 | 0.018072 | 0.027539 | 0 | 0 | 0.018434 | 0.028089 | 0 | 0 | 0.018802 | 0.028651 | 0 | 0 | 0.019178 | 0.029224 | 0 | 0 | 0.019562 | 0.029809 | 0 | 0 | 0.019953 | 0.030405 | 0 | 0 | 0.020352 | 0.031013 | 0 | 0 | 0.020759 | 0.031633 | 0 | 0 | 0.021174 | 0.032266 | 0 | 0 | 0.021598 | 0.032911 | 0 | 0 | 0.02203 | 0.033569 | 0 | 0 | 0.02247 | 0.034241 | 0 | 0 | 0.02292 | 0.034926 | 0 | 0 | 0.023378 | 0.035624 | 0 | 0 | 0.023846 | 0.036336 | 0 | 0 | 0.024291 | 0.037015 | 0 | 0 | 0.024745 | 0.037706 | 0 | 0 | 0.025199 | 0.038398 | 0
T&D ($/annual kWh) | 0 | 31-S26-SIC26Paper&AlliedProducts-LIGHT | 7 | TD:0:31-S26-SIC26Paper&AlliedProducts-LIGHT:7 | 0 | 0.0070213 | 0.010699 | 0 | 0 | 0.0071617 | 0.010913 | 0 | 0 | 0.0073049 | 0.011131 | 0 | 0 | 0.007451 | 0.011354 | 0 | 0 | 0.0076001 | 0.011581 | 0 | 0 | 0.0077521 | 0.011813 | 0 | 0 | 0.0079071 | 0.012049 | 0 | 0 | 0.0080652 | 0.01229 | 0 | 0 | 0.0082265 | 0.012536 | 0 | 0 | 0.0083911 | 0.012786 | 0 | 0 | 0.0085589 | 0.013042 | 0 | 0 | 0.0087301 | 0.013303 | 0 | 0 | 0.0089047 | 0.013569 | 0 | 0 | 0.0090828 | 0.01384 | 0 | 0 | 0.0092644 | 0.014117 | 0 | 0 | 0.0094497 | 0.0144 | 0 | 0 | 0.0096387 | 0.014688 | 0 | 0 | 0.0098315 | 0.014981 | 0 | 0 | 0.010028 | 0.015281 | 0 | 0 | 0.010229 | 0.015587 | 0 | 0 | 0.010433 | 0.015898 | 0 | 0 | 0.010642 | 0.016216 | 0 | 0 | 0.01084 | 0.016519 | 0 | 0 | 0.011043 | 0.016828 | 0 | 0 | 0.011246 | 0.017136 | 0
T&D ($/annual kWh) | 0 | 31-S26-SIC26Paper&AlliedProducts-LIGHT | 10 | TD:0:31-S26-SIC26Paper&AlliedProducts-LIGHT:10 | 0 | 0.0083072 | 0.012659 | 0 | 0 | 0.0084733 | 0.012912 | 0 | 0 | 0.0086428 | 0.01317 | 0 | 0 | 0.0088157 | 0.013433 | 0 | 0 | 0.008992 | 0.013702 | 0 | 0 | 0.0091718 | 0.013976 | 0 | 0 | 0.0093553 | 0.014256 | 0 | 0 | 0.0095424 | 0.014541 | 0 | 0 | 0.0097332 | 0.014832 | 0 | 0 | 0.0099279 | 0.015128 | 0 | 0 | 0.010126 | 0.015431 | 0 | 0 | 0.010329 | 0.015739 | 0 | 0 | 0.010536 | 0.016054 | 0 | 0 | 0.010746 | 0.016375 | 0 | 0 | 0.010961 | 0.016703 | 0 | 0 | 0.01118 | 0.017037 | 0 | 0 | 0.011404 | 0.017378 | 0 | 0 | 0.011632 | 0.017725 | 0 | 0 | 0.011865 | 0.01808 | 0 | 0 | 0.012102 | 0.018441 | 0 | 0 | 0.012344 | 0.01881 | 0 | 0 | 0.012591 | 0.019186 | 0 | 0 | 0.012826 | 0.019544 | 0 | 0 | 0.013066 | 0.019909 | 0 | 0 | 0.013305 | 0.020275 | 0
T&D ($/annual kWh) | 0 | 31-S26-SIC26Paper&AlliedProducts-LIGHT | 14 | TD:0:31-S26-SIC26Paper&AlliedProducts-LIGHT:14 | 0 | 0.0083881 | 0.012782 | 0 | 0 | 0.0085559 | 0.013038 | 0 | 0 | 0.008727 | 0.013298 | 0 | 0 | 0.0089015 | 0.013564 | 0 | 0 | 0.0090796 | 0.013836 | 0 | 0 | 0.0092612 | 0.014112 | 0 | 0 | 0.0094464 | 0.014394 | 0 | 0 | 0.0096353 | 0.014682 | 0 | 0 | 0.009828 | 0.014976 | 0 | 0 | 0.010025 | 0.015276 | 0 | 0 | 0.010225 | 0.015581 | 0 | 0 | 0.01043 | 0.015893 | 0 | 0 | 0.010638 | 0.016211 | 0 | 0 | 0.010851 | 0.016535 | 0 | 0 | 0.011068 | 0.016865 | 0 | 0 | 0.011289 | 0.017203 | 0 | 0 | 0.011515 | 0.017547 | 0 | 0 | 0.011745 | 0.017898 | 0 | 0 | 0.01198 | 0.018256 | 0 | 0 | 0.01222 | 0.018621 | 0 | 0 | 0.012464 | 0.018993 | 0 | 0 | 0.012714 | 0.019373 | 0 | 0 | 0.012951 | 0.019735 | 0 | 0 | 0.013193 | 0.020103 | 0 | 0 | 0.013435 | 0.020472 | 0
T&D ($/annual kWh) | 0 | 31-S26-SIC26Paper&AlliedProducts-LIGHT | 15 | TD:0:31-S26-SIC26Paper&AlliedProducts-LIGHT:15 | 0 | 0.0084286 | 0.012843 | 0 | 0 | 0.0085971 | 0.0131 | 0 | 0 | 0.0087691 | 0.013362 | 0 | 0 | 0.0089445 | 0.013629 | 0 | 0 | 0.0091233 | 0.013902 | 0 | 0 | 0.0093058 | 0.01418 | 0 | 0 | 0.0094919 | 0.014463 | 0 | 0 | 0.0096818 | 0.014752 | 0 | 0 | 0.0098754 | 0.015047 | 0 | 0 | 0.010073 | 0.015348 | 0 | 0 | 0.010274 | 0.015655 | 0 | 0 | 0.01048 | 0.015968 | 0 | 0 | 0.010689 | 0.016288 | 0 | 0 | 0.010903 | 0.016614 | 0 | 0 | 0.011121 | 0.016946 | 0 | 0 | 0.011344 | 0.017285 | 0 | 0 | 0.011571 | 0.01763 | 0 | 0 | 0.011802 | 0.017983 | 0 | 0 | 0.012038 | 0.018343 | 0 | 0 | 0.012279 | 0.01871 | 0 | 0 | 0.012524 | 0.019084 | 0 | 0 | 0.012775 | 0.019465 | 0 | 0 | 0.013013 | 0.019829 | 0 | 0 | 0.013256 | 0.020199 | 0 | 0 | 0.0135 | 0.02057 | 0
T&D ($/annual kWh) | 0 | 31-S26-SIC26Paper&AlliedProducts-LIGHT | SYSTEM | TD:0:31-S26-SIC26Paper&AlliedProducts-LIGHT:SYSTEM | 0 | 0.0070213 | 0.010699 | 0 | 0 | 0.0071617 | 0.010913 | 0 | 0 | 0.0073049 | 0.011131 | 0 | 0 | 0.007451 | 0.011354 | 0 | 0 | 0.0076001 | 0.011581 | 0 | 0 | 0.0077521 | 0.011813 | 0 | 0 | 0.0079071 | 0.012049 | 0 | 0 | 0.0080652 | 0.01229 | 0 | 0 | 0.0082265 | 0.012536 | 0 | 0 | 0.0083911 | 0.012786 | 0 | 0 | 0.0085589 | 0.013042 | 0 | 0 | 0.0087301 | 0.013303 | 0 | 0 | 0.0089047 | 0.013569 | 0 | 0 | 0.0090828 | 0.01384 | 0 | 0 | 0.0092644 | 0.014117 | 0 | 0 | 0.0094497 | 0.0144 | 0 | 0 | 0.0096387 | 0.014688 | 0 | 0 | 0.0098315 | 0.014981 | 0 | 0 | 0.010028 | 0.015281 | 0 | 0 | 0.010229 | 0.015587 | 0 | 0 | 0.010433 | 0.015898 | 0 | 0 | 0.010642 | 0.016216 | 0 | 0 | 0.01084 | 0.016519 | 0 | 0 | 0.011043 | 0.016828 | 0 | 0 | 0.011246 | 0.017136 | 0
T&D ($/annual kWh) | 0 | 31-S26-SIC26Paper&AlliedProducts-MOTOR | 7 | TD:0:31-S26-SIC26Paper&AlliedProducts-MOTOR:7 | 0 | 0.0051879 | 0.0079053 | 0 | 0 | 0.0052916 | 0.0080634 | 0 | 0 | 0.0053974 | 0.0082247 | 0 | 0 | 0.0055054 | 0.0083892 | 0 | 0 | 0.0056155 | 0.0085569 | 0 | 0 | 0.0057278 | 0.0087281 | 0 | 0 | 0.0058424 | 0.0089026 | 0 | 0 | 0.0059592 | 0.0090807 | 0 | 0 | 0.0060784 | 0.0092623 | 0 | 0 | 0.0062 | 0.0094476 | 0 | 0 | 0.006324 | 0.0096365 | 0 | 0 | 0.0064504 | 0.0098292 | 0 | 0 | 0.0065795 | 0.010026 | 0 | 0 | 0.006711 | 0.010226 | 0 | 0 | 0.0068453 | 0.010431 | 0 | 0 | 0.0069822 | 0.010639 | 0 | 0 | 0.0071218 | 0.010852 | 0 | 0 | 0.0072642 | 0.011069 | 0 | 0 | 0.0074095 | 0.011291 | 0 | 0 | 0.0075577 | 0.011517 | 0 | 0 | 0.0077089 | 0.011747 | 0 | 0 | 0.0078631 | 0.011982 | 0 | 0 | 0.0080098 | 0.012205 | 0 | 0 | 0.0081595 | 0.012433 | 0 | 0 | 0.0083092 | 0.012662 | 0
T&D ($/annual kWh) | 0 | 31-S26-SIC26Paper&AlliedProducts-MOTOR | 10 | TD:0:31-S26-SIC26Paper&AlliedProducts-MOTOR:10 | 0 | 0.0057077 | 0.0086975 | 0 | 0 | 0.0058219 | 0.0088714 | 0 | 0 | 0.0059383 | 0.0090489 | 0 | 0 | 0.0060571 | 0.0092298 | 0 | 0 | 0.0061782 | 0.0094144 | 0 | 0 | 0.0063018 | 0.0096027 | 0 | 0 | 0.0064278 | 0.0097948 | 0 | 0 | 0.0065564 | 0.0099907 | 0 | 0 | 0.0066875 | 0.01019 | 0 | 0 | 0.0068213 | 0.010394 | 0 | 0 | 0.0069577 | 0.010602 | 0 | 0 | 0.0070968 | 0.010814 | 0 | 0 | 0.0072388 | 0.011031 | 0 | 0 | 0.0073835 | 0.011251 | 0 | 0 | 0.0075312 | 0.011476 | 0 | 0 | 0.0076818 | 0.011706 | 0 | 0 | 0.0078355 | 0.01194 | 0 | 0 | 0.0079922 | 0.012179 | 0 | 0 | 0.008152 | 0.012422 | 0 | 0 | 0.0083151 | 0.012671 | 0 | 0 | 0.0084814 | 0.012924 | 0 | 0 | 0.008651 | 0.013182 | 0 | 0 | 0.0088124 | 0.013428 | 0 | 0 | 0.0089771 | 0.013679 | 0 | 0 | 0.0091418 | 0.01393 | 0
T&D ($/annual kWh) | 0 | 31-S26-SIC26Paper&AlliedProducts-MOTOR | 14 | TD:0:31-S26-SIC26Paper&AlliedProducts-MOTOR:14 | 0 | 0.0057404 | 0.0087473 | 0 | 0 | 0.0058552 | 0.0089223 | 0 | 0 | 0.0059723 | 0.0091007 | 0 | 0 | 0.0060918 | 0.0092827 | 0 | 0 | 0.0062136 | 0.0094684 | 0 | 0 | 0.0063379 | 0.0096578 | 0 | 0 | 0.0064647 | 0.0098509 | 0 | 0 | 0.006594 | 0.010048 | 0 | 0 | 0.0067258 | 0.010249 | 0 | 0 | 0.0068604 | 0.010454 | 0 | 0 | 0.0069976 | 0.010663 | 0 | 0 | 0.0071375 | 0.010876 | 0 | 0 | 0.0072803 | 0.011094 | 0 | 0 | 0.0074259 | 0.011316 | 0 | 0 | 0.0075744 | 0.011542 | 0 | 0 | 0.0077259 | 0.011773 | 0 | 0 | 0.0078804 | 0.012008 | 0 | 0 | 0.008038 | 0.012248 | 0 | 0 | 0.0081988 | 0.012493 | 0 | 0 | 0.0083627 | 0.012743 | 0 | 0 | 0.00853 | 0.012998 | 0 | 0 | 0.0087006 | 0.013258 | 0 | 0 | 0.0088629 | 0.013505 | 0 | 0 | 0.0090286 | 0.013758 | 0 | 0 | 0.0091942 | 0.01401 | 0
T&D ($/annual kWh) | 0 | 31-S26-SIC26Paper&AlliedProducts-MOTOR | 15 | TD:0:31-S26-SIC26Paper&AlliedProducts-MOTOR:15 | 0 | 0.0057384 | 0.0087434 | 0 | 0 | 0.0058532 | 0.0089182 | 0 | 0 | 0.0059702 | 0.0090966 | 0 | 0 | 0.0060896 | 0.0092785 | 0 | 0 | 0.0062114 | 0.0094641 | 0 | 0 | 0.0063357 | 0.0096534 | 0 | 0 | 0.0064624 | 0.0098465 | 0 | 0 | 0.0065916 | 0.010043 | 0 | 0 | 0.0067235 | 0.010244 | 0 | 0 | 0.0068579 | 0.010449 | 0 | 0 | 0.0069951 | 0.010658 | 0 | 0 | 0.007135 | 0.010871 | 0 | 0 | 0.0072777 | 0.011089 | 0 | 0 | 0.0074232 | 0.01131 | 0 | 0 | 0.0075717 | 0.011537 | 0 | 0 | 0.0077231 | 0.011767 | 0 | 0 | 0.0078776 | 0.012003 | 0 | 0 | 0.0080352 | 0.012243 | 0 | 0 | 0.0081959 | 0.012488 | 0 | 0 | 0.0083598 | 0.012737 | 0 | 0 | 0.008527 | 0.012992 | 0 | 0 | 0.0086975 | 0.013252 | 0 | 0 | 0.0088598 | 0.013499 | 0 | 0 | 0.0090254 | 0.013752 | 0 | 0 | 0.009191 | 0.014004 | 0
T&D ($/annual kWh) | 0 | 31-S26-SIC26Paper&AlliedProducts-MOTOR | SYSTEM | TD:0:31-S26-SIC26Paper&AlliedProducts-MOTOR:SYSTEM | 0 | 0.0051879 | 0.0079053 | 0 | 0 | 0.0052916 | 0.0080634 | 0 | 0 | 0.0053974 | 0.0082247 | 0 | 0 | 0.0055054 | 0.0083892 | 0 | 0 | 0.0056155 | 0.0085569 | 0 | 0 | 0.0057278 | 0.0087281 | 0 | 0 | 0.0058424 | 0.0089026 | 0 | 0 | 0.0059592 | 0.0090807 | 0 | 0 | 0.0060784 | 0.0092623 | 0 | 0 | 0.0062 | 0.0094476 | 0 | 0 | 0.006324 | 0.0096365 | 0 | 0 | 0.0064504 | 0.0098292 | 0 | 0 | 0.0065795 | 0.010026 | 0 | 0 | 0.006711 | 0.010226 | 0 | 0 | 0.0068453 | 0.010431 | 0 | 0 | 0.0069822 | 0.010639 | 0 | 0 | 0.0071218 | 0.010852 | 0 | 0 | 0.0072642 | 0.011069 | 0 | 0 | 0.0074095 | 0.011291 | 0 | 0 | 0.0075577 | 0.011517 | 0 | 0 | 0.0077089 | 0.011747 | 0 | 0 | 0.0078631 | 0.011982 | 0 | 0 | 0.0080098 | 0.012205 | 0 | 0 | 0.0081595 | 0.012433 | 0 | 0 | 0.0083092 | 0.012662 | 0
T&D ($/annual kWh) | 0 | 31-S26-SIC26Paper&AlliedProducts-PROC_OTH | 7 | TD:0:31-S26-SIC26Paper&AlliedProducts-PROC_OTH:7 | 0 | 0.0051879 | 0.0079053 | 0 | 0 | 0.0052916 | 0.0080634 | 0 | 0 | 0.0053974 | 0.0082247 | 0 | 0 | 0.0055054 | 0.0083892 | 0 | 0 | 0.0056155 | 0.0085569 | 0 | 0 | 0.0057278 | 0.0087281 | 0 | 0 | 0.0058424 | 0.0089026 | 0 | 0 | 0.0059592 | 0.0090807 | 0 | 0 | 0.0060784 | 0.0092623 | 0 | 0 | 0.0062 | 0.0094476 | 0 | 0 | 0.006324 | 0.0096365 | 0 | 0 | 0.0064504 | 0.0098292 | 0 | 0 | 0.0065795 | 0.010026 | 0 | 0 | 0.006711 | 0.010226 | 0 | 0 | 0.0068453 | 0.010431 | 0 | 0 | 0.0069822 | 0.010639 | 0 | 0 | 0.0071218 | 0.010852 | 0 | 0 | 0.0072642 | 0.011069 | 0 | 0 | 0.0074095 | 0.011291 | 0 | 0 | 0.0075577 | 0.011517 | 0 | 0 | 0.0077089 | 0.011747 | 0 | 0 | 0.0078631 | 0.011982 | 0 | 0 | 0.0080098 | 0.012205 | 0 | 0 | 0.0081595 | 0.012433 | 0 | 0 | 0.0083092 | 0.012662 | 0
T&D ($/annual kWh) | 0 | 31-S26-SIC26Paper&AlliedProducts-PROC_OTH | 10 | TD:0:31-S26-SIC26Paper&AlliedProducts-PROC_OTH:10 | 0 | 0.0057077 | 0.0086975 | 0 | 0 | 0.0058219 | 0.0088714 | 0 | 0 | 0.0059383 | 0.0090489 | 0 | 0 | 0.0060571 | 0.0092298 | 0 | 0 | 0.0061782 | 0.0094144 | 0 | 0 | 0.0063018 | 0.0096027 | 0 | 0 | 0.0064278 | 0.0097948 | 0 | 0 | 0.0065564 | 0.0099907 | 0 | 0 | 0.0066875 | 0.01019 | 0 | 0 | 0.0068213 | 0.010394 | 0 | 0 | 0.0069577 | 0.010602 | 0 | 0 | 0.0070968 | 0.010814 | 0 | 0 | 0.0072388 | 0.011031 | 0 | 0 | 0.0073835 | 0.011251 | 0 | 0 | 0.0075312 | 0.011476 | 0 | 0 | 0.0076818 | 0.011706 | 0 | 0 | 0.0078355 | 0.01194 | 0 | 0 | 0.0079922 | 0.012179 | 0 | 0 | 0.008152 | 0.012422 | 0 | 0 | 0.0083151 | 0.012671 | 0 | 0 | 0.0084814 | 0.012924 | 0 | 0 | 0.008651 | 0.013182 | 0 | 0 | 0.0088124 | 0.013428 | 0 | 0 | 0.0089771 | 0.013679 | 0 | 0 | 0.0091418 | 0.01393 | 0
T&D ($/annual kWh) | 0 | 31-S26-SIC26Paper&AlliedProducts-PROC_OTH | 14 | TD:0:31-S26-SIC26Paper&AlliedProducts-PROC_OTH:14 | 0 | 0.0057404 | 0.0087473 | 0 | 0 | 0.0058552 | 0.0089223 | 0 | 0 | 0.0059723 | 0.0091007 | 0 | 0 | 0.0060918 | 0.0092827 | 0 | 0 | 0.0062136 | 0.0094684 | 0 | 0 | 0.0063379 | 0.0096578 | 0 | 0 | 0.0064647 | 0.0098509 | 0 | 0 | 0.006594 | 0.010048 | 0 | 0 | 0.0067258 | 0.010249 | 0 | 0 | 0.0068604 | 0.010454 | 0 | 0 | 0.0069976 | 0.010663 | 0 | 0 | 0.0071375 | 0.010876 | 0 | 0 | 0.0072803 | 0.011094 | 0 | 0 | 0.0074259 | 0.011316 | 0 | 0 | 0.0075744 | 0.011542 | 0 | 0 | 0.0077259 | 0.011773 | 0 | 0 | 0.0078804 | 0.012008 | 0 | 0 | 0.008038 | 0.012248 | 0 | 0 | 0.0081988 | 0.012493 | 0 | 0 | 0.0083627 | 0.012743 | 0 | 0 | 0.00853 | 0.012998 | 0 | 0 | 0.0087006 | 0.013258 | 0 | 0 | 0.0088629 | 0.013505 | 0 | 0 | 0.0090286 | 0.013758 | 0 | 0 | 0.0091942 | 0.01401 | 0
T&D ($/annual kWh) | 0 | 31-S26-SIC26Paper&AlliedProducts-PROC_OTH | 15 | TD:0:31-S26-SIC26Paper&AlliedProducts-PROC_OTH:15 | 0 | 0.0057384 | 0.0087434 | 0 | 0 | 0.0058532 | 0.0089182 | 0 | 0 | 0.0059702 | 0.0090966 | 0 | 0 | 0.0060896 | 0.0092785 | 0 | 0 | 0.0062114 | 0.0094641 | 0 | 0 | 0.0063357 | 0.0096534 | 0 | 0 | 0.0064624 | 0.0098465 | 0 | 0 | 0.0065916 | 0.010043 | 0 | 0 | 0.0067235 | 0.010244 | 0 | 0 | 0.0068579 | 0.010449 | 0 | 0 | 0.0069951 | 0.010658 | 0 | 0 | 0.007135 | 0.010871 | 0 | 0 | 0.0072777 | 0.011089 | 0 | 0 | 0.0074232 | 0.01131 | 0 | 0 | 0.0075717 | 0.011537 | 0 | 0 | 0.0077231 | 0.011767 | 0 | 0 | 0.0078776 | 0.012003 | 0 | 0 | 0.0080352 | 0.012243 | 0 | 0 | 0.0081959 | 0.012488 | 0 | 0 | 0.0083598 | 0.012737 | 0 | 0 | 0.008527 | 0.012992 | 0 | 0 | 0.0086975 | 0.013252 | 0 | 0 | 0.0088598 | 0.013499 | 0 | 0 | 0.0090254 | 0.013752 | 0 | 0 | 0.009191 | 0.014004 | 0
T&D ($/annual kWh) | 0 | 31-S26-SIC26Paper&AlliedProducts-PROC_OTH | SYSTEM | TD:0:31-S26-SIC26Paper&AlliedProducts-PROC_OTH:SYSTEM | 0 | 0.0051879 | 0.0079053 | 0 | 0 | 0.0052916 | 0.0080634 | 0 | 0 | 0.0053974 | 0.0082247 | 0 | 0 | 0.0055054 | 0.0083892 | 0 | 0 | 0.0056155 | 0.0085569 | 0 | 0 | 0.0057278 | 0.0087281 | 0 | 0 | 0.0058424 | 0.0089026 | 0 | 0 | 0.0059592 | 0.0090807 | 0 | 0 | 0.0060784 | 0.0092623 | 0 | 0 | 0.0062 | 0.0094476 | 0 | 0 | 0.006324 | 0.0096365 | 0 | 0 | 0.0064504 | 0.0098292 | 0 | 0 | 0.0065795 | 0.010026 | 0 | 0 | 0.006711 | 0.010226 | 0 | 0 | 0.0068453 | 0.010431 | 0 | 0 | 0.0069822 | 0.010639 | 0 | 0 | 0.0071218 | 0.010852 | 0 | 0 | 0.0072642 | 0.011069 | 0 | 0 | 0.0074095 | 0.011291 | 0 | 0 | 0.0075577 | 0.011517 | 0 | 0 | 0.0077089 | 0.011747 | 0 | 0 | 0.0078631 | 0.011982 | 0 | 0 | 0.0080098 | 0.012205 | 0 | 0 | 0.0081595 | 0.012433 | 0 | 0 | 0.0083092 | 0.012662 | 0
T&D ($/annual kWh) | 0 | 32-S28-SIC28Chemicals&AlliedProducts-AG_PUMP | 7 | TD:0:32-S28-SIC28Chemicals&AlliedProducts-AG_PUMP:7 | 0 | 0.0068364 | 0.010417 | 0 | 0 | 0.0069731 | 0.010626 | 0 | 0 | 0.0071126 | 0.010838 | 0 | 0 | 0.0072548 | 0.011055 | 0 | 0 | 0.0073999 | 0.011276 | 0 | 0 | 0.0075479 | 0.011502 | 0 | 0 | 0.0076989 | 0.011732 | 0 | 0 | 0.0078529 | 0.011966 | 0 | 0 | 0.0080099 | 0.012206 | 0 | 0 | 0.0081701 | 0.01245 | 0 | 0 | 0.0083335 | 0.012699 | 0 | 0 | 0.0085002 | 0.012953 | 0 | 0 | 0.0086702 | 0.013212 | 0 | 0 | 0.0088436 | 0.013476 | 0 | 0 | 0.0090205 | 0.013745 | 0 | 0 | 0.0092009 | 0.01402 | 0 | 0 | 0.0093849 | 0.014301 | 0 | 0 | 0.0095726 | 0.014587 | 0 | 0 | 0.0097641 | 0.014879 | 0 | 0 | 0.0099593 | 0.015176 | 0 | 0 | 0.010159 | 0.01548 | 0 | 0 | 0.010362 | 0.015789 | 0 | 0 | 0.010555 | 0.016084 | 0 | 0 | 0.010752 | 0.016384 | 0 | 0 | 0.01095 | 0.016685 | 0
T&D ($/annual kWh) | 0 | 32-S28-SIC28Chemicals&AlliedProducts-AG_PUMP | 10 | TD:0:32-S28-SIC28Chemicals&AlliedProducts-AG_PUMP:10 | 0 | 0.0073621 | 0.011218 | 0 | 0 | 0.0075094 | 0.011443 | 0 | 0 | 0.0076595 | 0.011672 | 0 | 0 | 0.0078127 | 0.011905 | 0 | 0 | 0.007969 | 0.012143 | 0 | 0 | 0.0081284 | 0.012386 | 0 | 0 | 0.0082909 | 0.012634 | 0 | 0 | 0.0084568 | 0.012886 | 0 | 0 | 0.0086259 | 0.013144 | 0 | 0 | 0.0087984 | 0.013407 | 0 | 0 | 0.0089744 | 0.013675 | 0 | 0 | 0.0091539 | 0.013949 | 0 | 0 | 0.0093369 | 0.014228 | 0 | 0 | 0.0095237 | 0.014512 | 0 | 0 | 0.0097142 | 0.014803 | 0 | 0 | 0.0099084 | 0.015099 | 0 | 0 | 0.010107 | 0.015401 | 0 | 0 | 0.010309 | 0.015709 | 0 | 0 | 0.010515 | 0.016023 | 0 | 0 | 0.010725 | 0.016343 | 0 | 0 | 0.01094 | 0.01667 | 0 | 0 | 0.011159 | 0.017003 | 0 | 0 | 0.011367 | 0.017321 | 0 | 0 | 0.011579 | 0.017644 | 0 | 0 | 0.011792 | 0.017968 | 0
T&D ($/annual kWh) | 0 | 32-S28-SIC28Chemicals&AlliedProducts-AG_PUMP | 14 | TD:0:32-S28-SIC28Chemicals&AlliedProducts-AG_PUMP:14 | 0 | 0.0073952 | 0.011269 | 0 | 0 | 0.0075431 | 0.011494 | 0 | 0 | 0.007694 | 0.011724 | 0 | 0 | 0.0078478 | 0.011959 | 0 | 0 | 0.0080048 | 0.012198 | 0 | 0 | 0.0081649 | 0.012442 | 0 | 0 | 0.0083282 | 0.012691 | 0 | 0 | 0.0084948 | 0.012944 | 0 | 0 | 0.0086647 | 0.013203 | 0 | 0 | 0.0088379 | 0.013467 | 0 | 0 | 0.0090147 | 0.013737 | 0 | 0 | 0.009195 | 0.014011 | 0 | 0 | 0.0093789 | 0.014292 | 0 | 0 | 0.0095665 | 0.014577 | 0 | 0 | 0.0097578 | 0.014869 | 0 | 0 | 0.009953 | 0.015166 | 0 | 0 | 0.010152 | 0.01547 | 0 | 0 | 0.010355 | 0.015779 | 0 | 0 | 0.010562 | 0.016095 | 0 | 0 | 0.010773 | 0.016417 | 0 | 0 | 0.010989 | 0.016745 | 0 | 0 | 0.011209 | 0.01708 | 0 | 0 | 0.011418 | 0.017399 | 0 | 0 | 0.011631 | 0.017724 | 0 | 0 | 0.011845 | 0.018049 | 0
T&D ($/annual kWh) | 0 | 32-S28-SIC28Chemicals&AlliedProducts-AG_PUMP | 15 | TD:0:32-S28-SIC28Chemicals&AlliedProducts-AG_PUMP:15 | 0 | 0.0073799 | 0.011244 | 0 | 0 | 0.0075275 | 0.011469 | 0 | 0 | 0.007678 | 0.011699 | 0 | 0 | 0.0078316 | 0.011933 | 0 | 0 | 0.0079882 | 0.012171 | 0 | 0 | 0.008148 | 0.012415 | 0 | 0 | 0.008311 | 0.012663 | 0 | 0 | 0.0084772 | 0.012916 | 0 | 0 | 0.0086467 | 0.013175 | 0 | 0 | 0.0088197 | 0.013438 | 0 | 0 | 0.0089961 | 0.013707 | 0 | 0 | 0.009176 | 0.013981 | 0 | 0 | 0.0093595 | 0.014261 | 0 | 0 | 0.0095467 | 0.014546 | 0 | 0 | 0.0097376 | 0.014837 | 0 | 0 | 0.0099324 | 0.015133 | 0 | 0 | 0.010131 | 0.015436 | 0 | 0 | 0.010334 | 0.015745 | 0 | 0 | 0.01054 | 0.01606 | 0 | 0 | 0.010751 | 0.016381 | 0 | 0 | 0.010966 | 0.016708 | 0 | 0 | 0.011185 | 0.017043 | 0 | 0 | 0.011394 | 0.017361 | 0 | 0 | 0.011607 | 0.017685 | 0 | 0 | 0.01182 | 0.01801 | 0
T&D ($/annual kWh) | 0 | 32-S28-SIC28Chemicals&AlliedProducts-AG_PUMP | SYSTEM | TD:0:32-S28-SIC28Chemicals&AlliedProducts-AG_PUMP:SYSTEM | 0 | 0.0068364 | 0.010417 | 0 | 0 | 0.0069731 | 0.010626 | 0 | 0 | 0.0071126 | 0.010838 | 0 | 0 | 0.0072548 | 0.011055 | 0 | 0 | 0.0073999 | 0.011276 | 0 | 0 | 0.0075479 | 0.011502 | 0 | 0 | 0.0076989 | 0.011732 | 0 | 0 | 0.0078529 | 0.011966 | 0 | 0 | 0.0080099 | 0.012206 | 0 | 0 | 0.0081701 | 0.01245 | 0 | 0 | 0.0083335 | 0.012699 | 0 | 0 | 0.0085002 | 0.012953 | 0 | 0 | 0.0086702 | 0.013212 | 0 | 0 | 0.0088436 | 0.013476 | 0 | 0 | 0.0090205 | 0.013745 | 0 | 0 | 0.0092009 | 0.01402 | 0 | 0 | 0.0093849 | 0.014301 | 0 | 0 | 0.0095726 | 0.014587 | 0 | 0 | 0.0097641 | 0.014879 | 0 | 0 | 0.0099593 | 0.015176 | 0 | 0 | 0.010159 | 0.01548 | 0 | 0 | 0.010362 | 0.015789 | 0 | 0 | 0.010555 | 0.016084 | 0 | 0 | 0.010752 | 0.016384 | 0 | 0 | 0.01095 | 0.016685 | 0
T&D ($/annual kWh) | 0 | 32-S28-SIC28Chemicals&AlliedProducts-COMP_AIR | 7 | TD:0:32-S28-SIC28Chemicals&AlliedProducts-COMP_AIR:7 | 0 | 0.0051879 | 0.0079053 | 0 | 0 | 0.0052916 | 0.0080634 | 0 | 0 | 0.0053974 | 0.0082247 | 0 | 0 | 0.0055054 | 0.0083892 | 0 | 0 | 0.0056155 | 0.0085569 | 0 | 0 | 0.0057278 | 0.0087281 | 0 | 0 | 0.0058424 | 0.0089026 | 0 | 0 | 0.0059592 | 0.0090807 | 0 | 0 | 0.0060784 | 0.0092623 | 0 | 0 | 0.0062 | 0.0094476 | 0 | 0 | 0.006324 | 0.0096365 | 0 | 0 | 0.0064504 | 0.0098292 | 0 | 0 | 0.0065795 | 0.010026 | 0 | 0 | 0.006711 | 0.010226 | 0 | 0 | 0.0068453 | 0.010431 | 0 | 0 | 0.0069822 | 0.010639 | 0 | 0 | 0.0071218 | 0.010852 | 0 | 0 | 0.0072642 | 0.011069 | 0 | 0 | 0.0074095 | 0.011291 | 0 | 0 | 0.0075577 | 0.011517 | 0 | 0 | 0.0077089 | 0.011747 | 0 | 0 | 0.0078631 | 0.011982 | 0 | 0 | 0.0080098 | 0.012205 | 0 | 0 | 0.0081595 | 0.012433 | 0 | 0 | 0.0083092 | 0.012662 | 0
T&D ($/annual kWh) | 0 | 32-S28-SIC28Chemicals&AlliedProducts-COMP_AIR | 10 | TD:0:32-S28-SIC28Chemicals&AlliedProducts-COMP_AIR:10 | 0 | 0.0057077 | 0.0086975 | 0 | 0 | 0.0058219 | 0.0088714 | 0 | 0 | 0.0059383 | 0.0090489 | 0 | 0 | 0.0060571 | 0.0092298 | 0 | 0 | 0.0061782 | 0.0094144 | 0 | 0 | 0.0063018 | 0.0096027 | 0 | 0 | 0.0064278 | 0.0097948 | 0 | 0 | 0.0065564 | 0.0099907 | 0 | 0 | 0.0066875 | 0.01019 | 0 | 0 | 0.0068213 | 0.010394 | 0 | 0 | 0.0069577 | 0.010602 | 0 | 0 | 0.0070968 | 0.010814 | 0 | 0 | 0.0072388 | 0.011031 | 0 | 0 | 0.0073835 | 0.011251 | 0 | 0 | 0.0075312 | 0.011476 | 0 | 0 | 0.0076818 | 0.011706 | 0 | 0 | 0.0078355 | 0.01194 | 0 | 0 | 0.0079922 | 0.012179 | 0 | 0 | 0.008152 | 0.012422 | 0 | 0 | 0.0083151 | 0.012671 | 0 | 0 | 0.0084814 | 0.012924 | 0 | 0 | 0.008651 | 0.013182 | 0 | 0 | 0.0088124 | 0.013428 | 0 | 0 | 0.0089771 | 0.013679 | 0 | 0 | 0.0091418 | 0.01393 | 0
T&D ($/annual kWh) | 0 | 32-S28-SIC28Chemicals&AlliedProducts-COMP_AIR | 14 | TD:0:32-S28-SIC28Chemicals&AlliedProducts-COMP_AIR:14 | 0 | 0.0057404 | 0.0087473 | 0 | 0 | 0.0058552 | 0.0089223 | 0 | 0 | 0.0059723 | 0.0091007 | 0 | 0 | 0.0060918 | 0.0092827 | 0 | 0 | 0.0062136 | 0.0094684 | 0 | 0 | 0.0063379 | 0.0096578 | 0 | 0 | 0.0064647 | 0.0098509 | 0 | 0 | 0.006594 | 0.010048 | 0 | 0 | 0.0067258 | 0.010249 | 0 | 0 | 0.0068604 | 0.010454 | 0 | 0 | 0.0069976 | 0.010663 | 0 | 0 | 0.0071375 | 0.010876 | 0 | 0 | 0.0072803 | 0.011094 | 0 | 0 | 0.0074259 | 0.011316 | 0 | 0 | 0.0075744 | 0.011542 | 0 | 0 | 0.0077259 | 0.011773 | 0 | 0 | 0.0078804 | 0.012008 | 0 | 0 | 0.008038 | 0.012248 | 0 | 0 | 0.0081988 | 0.012493 | 0 | 0 | 0.0083627 | 0.012743 | 0 | 0 | 0.00853 | 0.012998 | 0 | 0 | 0.0087006 | 0.013258 | 0 | 0 | 0.0088629 | 0.013505 | 0 | 0 | 0.0090286 | 0.013758 | 0 | 0 | 0.0091942 | 0.01401 | 0
T&D ($/annual kWh) | 0 | 32-S28-SIC28Chemicals&AlliedProducts-COMP_AIR | 15 | TD:0:32-S28-SIC28Chemicals&AlliedProducts-COMP_AIR:15 | 0 | 0.0057384 | 0.0087434 | 0 | 0 | 0.0058532 | 0.0089182 | 0 | 0 | 0.0059702 | 0.0090966 | 0 | 0 | 0.0060896 | 0.0092785 | 0 | 0 | 0.0062114 | 0.0094641 | 0 | 0 | 0.0063357 | 0.0096534 | 0 | 0 | 0.0064624 | 0.0098465 | 0 | 0 | 0.0065916 | 0.010043 | 0 | 0 | 0.0067235 | 0.010244 | 0 | 0 | 0.0068579 | 0.010449 | 0 | 0 | 0.0069951 | 0.010658 | 0 | 0 | 0.007135 | 0.010871 | 0 | 0 | 0.0072777 | 0.011089 | 0 | 0 | 0.0074232 | 0.01131 | 0 | 0 | 0.0075717 | 0.011537 | 0 | 0 | 0.0077231 | 0.011767 | 0 | 0 | 0.0078776 | 0.012003 | 0 | 0 | 0.0080352 | 0.012243 | 0 | 0 | 0.0081959 | 0.012488 | 0 | 0 | 0.0083598 | 0.012737 | 0 | 0 | 0.008527 | 0.012992 | 0 | 0 | 0.0086975 | 0.013252 | 0 | 0 | 0.0088598 | 0.013499 | 0 | 0 | 0.0090254 | 0.013752 | 0 | 0 | 0.009191 | 0.014004 | 0
T&D ($/annual kWh) | 0 | 32-S28-SIC28Chemicals&AlliedProducts-COMP_AIR | SYSTEM | TD:0:32-S28-SIC28Chemicals&AlliedProducts-COMP_AIR:SYSTEM | 0 | 0.0051879 | 0.0079053 | 0 | 0 | 0.0052916 | 0.0080634 | 0 | 0 | 0.0053974 | 0.0082247 | 0 | 0 | 0.0055054 | 0.0083892 | 0 | 0 | 0.0056155 | 0.0085569 | 0 | 0 | 0.0057278 | 0.0087281 | 0 | 0 | 0.0058424 | 0.0089026 | 0 | 0 | 0.0059592 | 0.0090807 | 0 | 0 | 0.0060784 | 0.0092623 | 0 | 0 | 0.0062 | 0.0094476 | 0 | 0 | 0.006324 | 0.0096365 | 0 | 0 | 0.0064504 | 0.0098292 | 0 | 0 | 0.0065795 | 0.010026 | 0 | 0 | 0.006711 | 0.010226 | 0 | 0 | 0.0068453 | 0.010431 | 0 | 0 | 0.0069822 | 0.010639 | 0 | 0 | 0.0071218 | 0.010852 | 0 | 0 | 0.0072642 | 0.011069 | 0 | 0 | 0.0074095 | 0.011291 | 0 | 0 | 0.0075577 | 0.011517 | 0 | 0 | 0.0077089 | 0.011747 | 0 | 0 | 0.0078631 | 0.011982 | 0 | 0 | 0.0080098 | 0.012205 | 0 | 0 | 0.0081595 | 0.012433 | 0 | 0 | 0.0083092 | 0.012662 | 0
T&D ($/annual kWh) | 0 | 32-S28-SIC28Chemicals&AlliedProducts-COOL | 7 | TD:0:32-S28-SIC28Chemicals&AlliedProducts-COOL:7 | 0 | 0.015733 | 0.023974 | 0 | 0 | 0.016048 | 0.024453 | 0 | 0 | 0.016369 | 0.024942 | 0 | 0 | 0.016696 | 0.025441 | 0 | 0 | 0.01703 | 0.02595 | 0 | 0 | 0.01737 | 0.026469 | 0 | 0 | 0.017718 | 0.026999 | 0 | 0 | 0.018072 | 0.027539 | 0 | 0 | 0.018434 | 0.028089 | 0 | 0 | 0.018802 | 0.028651 | 0 | 0 | 0.019178 | 0.029224 | 0 | 0 | 0.019562 | 0.029809 | 0 | 0 | 0.019953 | 0.030405 | 0 | 0 | 0.020352 | 0.031013 | 0 | 0 | 0.020759 | 0.031633 | 0 | 0 | 0.021174 | 0.032266 | 0 | 0 | 0.021598 | 0.032911 | 0 | 0 | 0.02203 | 0.033569 | 0 | 0 | 0.02247 | 0.034241 | 0 | 0 | 0.02292 | 0.034926 | 0 | 0 | 0.023378 | 0.035624 | 0 | 0 | 0.023846 | 0.036336 | 0 | 0 | 0.024291 | 0.037015 | 0 | 0 | 0.024745 | 0.037706 | 0 | 0 | 0.025199 | 0.038398 | 0
T&D ($/annual kWh) | 0 | 32-S28-SIC28Chemicals&AlliedProducts-COOL | 10 | TD:0:32-S28-SIC28Chemicals&AlliedProducts-COOL:10 | 0 | 0.019887 | 0.030303 | 0 | 0 | 0.020284 | 0.030909 | 0 | 0 | 0.02069 | 0.031528 | 0 | 0 | 0.021104 | 0.032158 | 0 | 0 | 0.021526 | 0.032801 | 0 | 0 | 0.021956 | 0.033457 | 0 | 0 | 0.022396 | 0.034127 | 0 | 0 | 0.022843 | 0.034809 | 0 | 0 | 0.0233 | 0.035505 | 0 | 0 | 0.023766 | 0.036215 | 0 | 0 | 0.024242 | 0.03694 | 0 | 0 | 0.024727 | 0.037679 | 0 | 0 | 0.025221 | 0.038432 | 0 | 0 | 0.025725 | 0.039201 | 0 | 0 | 0.02624 | 0.039985 | 0 | 0 | 0.026765 | 0.040784 | 0 | 0 | 0.0273 | 0.0416 | 0 | 0 | 0.027846 | 0.042432 | 0 | 0 | 0.028403 | 0.043281 | 0 | 0 | 0.028971 | 0.044146 | 0 | 0 | 0.02955 | 0.045029 | 0 | 0 | 0.030141 | 0.04593 | 0 | 0 | 0.030704 | 0.046787 | 0 | 0 | 0.031278 | 0.047661 | 0 | 0 | 0.031852 | 0.048536 | 0
T&D ($/annual kWh) | 0 | 32-S28-SIC28Chemicals&AlliedProducts-COOL | 14 | TD:0:32-S28-SIC28Chemicals&AlliedProducts-COOL:14 | 0 | 0.020148 | 0.030702 | 0 | 0 | 0.020551 | 0.031316 | 0 | 0 | 0.020962 | 0.031942 | 0 | 0 | 0.021381 | 0.032581 | 0 | 0 | 0.021809 | 0.033233 | 0 | 0 | 0.022245 | 0.033897 | 0 | 0 | 0.02269 | 0.034575 | 0 | 0 | 0.023144 | 0.035267 | 0 | 0 | 0.023607 | 0.035972 | 0 | 0 | 0.024079 | 0.036691 | 0 | 0 | 0.02456 | 0.037425 | 0 | 0 | 0.025051 | 0.038174 | 0 | 0 | 0.025553 | 0.038937 | 0 | 0 | 0.026064 | 0.039716 | 0 | 0 | 0.026585 | 0.04051 | 0 | 0 | 0.027117 | 0.04132 | 0 | 0 | 0.027659 | 0.042147 | 0 | 0 | 0.028212 | 0.04299 | 0 | 0 | 0.028776 | 0.04385 | 0 | 0 | 0.029352 | 0.044727 | 0 | 0 | 0.029939 | 0.045621 | 0 | 0 | 0.030538 | 0.046534 | 0 | 0 | 0.031107 | 0.047402 | 0 | 0 | 0.031689 | 0.048288 | 0 | 0 | 0.03227 | 0.049174 | 0
T&D ($/annual kWh) | 0 | 32-S28-SIC28Chemicals&AlliedProducts-COOL | 15 | TD:0:32-S28-SIC28Chemicals&AlliedProducts-COOL:15 | 0 | 0.020361 | 0.031024 | 0 | 0 | 0.020768 | 0.031645 | 0 | 0 | 0.021183 | 0.032278 | 0 | 0 | 0.021607 | 0.032923 | 0 | 0 | 0.022039 | 0.033582 | 0 | 0 | 0.02248 | 0.034253 | 0 | 0 | 0.022929 | 0.034938 | 0 | 0 | 0.023388 | 0.035637 | 0 | 0 | 0.023856 | 0.03635 | 0 | 0 | 0.024333 | 0.037077 | 0 | 0 | 0.024819 | 0.037819 | 0 | 0 | 0.025316 | 0.038575 | 0 | 0 | 0.025822 | 0.039346 | 0 | 0 | 0.026339 | 0.040133 | 0 | 0 | 0.026865 | 0.040936 | 0 | 0 | 0.027403 | 0.041755 | 0 | 0 | 0.027951 | 0.04259 | 0 | 0 | 0.02851 | 0.043442 | 0 | 0 | 0.02908 | 0.04431 | 0 | 0 | 0.029661 | 0.045197 | 0 | 0 | 0.030255 | 0.046101 | 0 | 0 | 0.03086 | 0.047023 | 0 | 0 | 0.031436 | 0.0479 | 0 | 0 | 0.032023 | 0.048795 | 0 | 0 | 0.032611 | 0.04969 | 0
T&D ($/annual kWh) | 0 | 32-S28-SIC28Chemicals&AlliedProducts-COOL | SYSTEM | TD:0:32-S28-SIC28Chemicals&AlliedProducts-COOL:SYSTEM | 0 | 0.015733 | 0.023974 | 0 | 0 | 0.016048 | 0.024453 | 0 | 0 | 0.016369 | 0.024942 | 0 | 0 | 0.016696 | 0.025441 | 0 | 0 | 0.01703 | 0.02595 | 0 | 0 | 0.01737 | 0.026469 | 0 | 0 | 0.017718 | 0.026999 | 0 | 0 | 0.018072 | 0.027539 | 0 | 0 | 0.018434 | 0.028089 | 0 | 0 | 0.018802 | 0.028651 | 0 | 0 | 0.019178 | 0.029224 | 0 | 0 | 0.019562 | 0.029809 | 0 | 0 | 0.019953 | 0.030405 | 0 | 0 | 0.020352 | 0.031013 | 0 | 0 | 0.020759 | 0.031633 | 0 | 0 | 0.021174 | 0.032266 | 0 | 0 | 0.021598 | 0.032911 | 0 | 0 | 0.02203 | 0.033569 | 0 | 0 | 0.02247 | 0.034241 | 0 | 0 | 0.02292 | 0.034926 | 0 | 0 | 0.023378 | 0.035624 | 0 | 0 | 0.023846 | 0.036336 | 0 | 0 | 0.024291 | 0.037015 | 0 | 0 | 0.024745 | 0.037706 | 0 | 0 | 0.025199 | 0.038398 | 0
T&D ($/annual kWh) | 0 | 32-S28-SIC28Chemicals&AlliedProducts-LIGHT | 7 | TD:0:32-S28-SIC28Chemicals&AlliedProducts-LIGHT:7 | 0 | 0.0070213 | 0.010699 | 0 | 0 | 0.0071617 | 0.010913 | 0 | 0 | 0.0073049 | 0.011131 | 0 | 0 | 0.007451 | 0.011354 | 0 | 0 | 0.0076001 | 0.011581 | 0 | 0 | 0.0077521 | 0.011813 | 0 | 0 | 0.0079071 | 0.012049 | 0 | 0 | 0.0080652 | 0.01229 | 0 | 0 | 0.0082265 | 0.012536 | 0 | 0 | 0.0083911 | 0.012786 | 0 | 0 | 0.0085589 | 0.013042 | 0 | 0 | 0.0087301 | 0.013303 | 0 | 0 | 0.0089047 | 0.013569 | 0 | 0 | 0.0090828 | 0.01384 | 0 | 0 | 0.0092644 | 0.014117 | 0 | 0 | 0.0094497 | 0.0144 | 0 | 0 | 0.0096387 | 0.014688 | 0 | 0 | 0.0098315 | 0.014981 | 0 | 0 | 0.010028 | 0.015281 | 0 | 0 | 0.010229 | 0.015587 | 0 | 0 | 0.010433 | 0.015898 | 0 | 0 | 0.010642 | 0.016216 | 0 | 0 | 0.01084 | 0.016519 | 0 | 0 | 0.011043 | 0.016828 | 0 | 0 | 0.011246 | 0.017136 | 0
T&D ($/annual kWh) | 0 | 32-S28-SIC28Chemicals&AlliedProducts-LIGHT | 10 | TD:0:32-S28-SIC28Chemicals&AlliedProducts-LIGHT:10 | 0 | 0.0083072 | 0.012659 | 0 | 0 | 0.0084733 | 0.012912 | 0 | 0 | 0.0086428 | 0.01317 | 0 | 0 | 0.0088157 | 0.013433 | 0 | 0 | 0.008992 | 0.013702 | 0 | 0 | 0.0091718 | 0.013976 | 0 | 0 | 0.0093553 | 0.014256 | 0 | 0 | 0.0095424 | 0.014541 | 0 | 0 | 0.0097332 | 0.014832 | 0 | 0 | 0.0099279 | 0.015128 | 0 | 0 | 0.010126 | 0.015431 | 0 | 0 | 0.010329 | 0.015739 | 0 | 0 | 0.010536 | 0.016054 | 0 | 0 | 0.010746 | 0.016375 | 0 | 0 | 0.010961 | 0.016703 | 0 | 0 | 0.01118 | 0.017037 | 0 | 0 | 0.011404 | 0.017378 | 0 | 0 | 0.011632 | 0.017725 | 0 | 0 | 0.011865 | 0.01808 | 0 | 0 | 0.012102 | 0.018441 | 0 | 0 | 0.012344 | 0.01881 | 0 | 0 | 0.012591 | 0.019186 | 0 | 0 | 0.012826 | 0.019544 | 0 | 0 | 0.013066 | 0.019909 | 0 | 0 | 0.013305 | 0.020275 | 0
T&D ($/annual kWh) | 0 | 32-S28-SIC28Chemicals&AlliedProducts-LIGHT | 14 | TD:0:32-S28-SIC28Chemicals&AlliedProducts-LIGHT:14 | 0 | 0.0083881 | 0.012782 | 0 | 0 | 0.0085559 | 0.013038 | 0 | 0 | 0.008727 | 0.013298 | 0 | 0 | 0.0089015 | 0.013564 | 0 | 0 | 0.0090796 | 0.013836 | 0 | 0 | 0.0092612 | 0.014112 | 0 | 0 | 0.0094464 | 0.014394 | 0 | 0 | 0.0096353 | 0.014682 | 0 | 0 | 0.009828 | 0.014976 | 0 | 0 | 0.010025 | 0.015276 | 0 | 0 | 0.010225 | 0.015581 | 0 | 0 | 0.01043 | 0.015893 | 0 | 0 | 0.010638 | 0.016211 | 0 | 0 | 0.010851 | 0.016535 | 0 | 0 | 0.011068 | 0.016865 | 0 | 0 | 0.011289 | 0.017203 | 0 | 0 | 0.011515 | 0.017547 | 0 | 0 | 0.011745 | 0.017898 | 0 | 0 | 0.01198 | 0.018256 | 0 | 0 | 0.01222 | 0.018621 | 0 | 0 | 0.012464 | 0.018993 | 0 | 0 | 0.012714 | 0.019373 | 0 | 0 | 0.012951 | 0.019735 | 0 | 0 | 0.013193 | 0.020103 | 0 | 0 | 0.013435 | 0.020472 | 0
T&D ($/annual kWh) | 0 | 32-S28-SIC28Chemicals&AlliedProducts-LIGHT | 15 | TD:0:32-S28-SIC28Chemicals&AlliedProducts-LIGHT:15 | 0 | 0.0084286 | 0.012843 | 0 | 0 | 0.0085971 | 0.0131 | 0 | 0 | 0.0087691 | 0.013362 | 0 | 0 | 0.0089445 | 0.013629 | 0 | 0 | 0.0091233 | 0.013902 | 0 | 0 | 0.0093058 | 0.01418 | 0 | 0 | 0.0094919 | 0.014463 | 0 | 0 | 0.0096818 | 0.014752 | 0 | 0 | 0.0098754 | 0.015047 | 0 | 0 | 0.010073 | 0.015348 | 0 | 0 | 0.010274 | 0.015655 | 0 | 0 | 0.01048 | 0.015968 | 0 | 0 | 0.010689 | 0.016288 | 0 | 0 | 0.010903 | 0.016614 | 0 | 0 | 0.011121 | 0.016946 | 0 | 0 | 0.011344 | 0.017285 | 0 | 0 | 0.011571 | 0.01763 | 0 | 0 | 0.011802 | 0.017983 | 0 | 0 | 0.012038 | 0.018343 | 0 | 0 | 0.012279 | 0.01871 | 0 | 0 | 0.012524 | 0.019084 | 0 | 0 | 0.012775 | 0.019465 | 0 | 0 | 0.013013 | 0.019829 | 0 | 0 | 0.013256 | 0.020199 | 0 | 0 | 0.0135 | 0.02057 | 0
T&D ($/annual kWh) | 0 | 32-S28-SIC28Chemicals&AlliedProducts-LIGHT | SYSTEM | TD:0:32-S28-SIC28Chemicals&AlliedProducts-LIGHT:SYSTEM | 0 | 0.0070213 | 0.010699 | 0 | 0 | 0.0071617 | 0.010913 | 0 | 0 | 0.0073049 | 0.011131 | 0 | 0 | 0.007451 | 0.011354 | 0 | 0 | 0.0076001 | 0.011581 | 0 | 0 | 0.0077521 | 0.011813 | 0 | 0 | 0.0079071 | 0.012049 | 0 | 0 | 0.0080652 | 0.01229 | 0 | 0 | 0.0082265 | 0.012536 | 0 | 0 | 0.0083911 | 0.012786 | 0 | 0 | 0.0085589 | 0.013042 | 0 | 0 | 0.0087301 | 0.013303 | 0 | 0 | 0.0089047 | 0.013569 | 0 | 0 | 0.0090828 | 0.01384 | 0 | 0 | 0.0092644 | 0.014117 | 0 | 0 | 0.0094497 | 0.0144 | 0 | 0 | 0.0096387 | 0.014688 | 0 | 0 | 0.0098315 | 0.014981 | 0 | 0 | 0.010028 | 0.015281 | 0 | 0 | 0.010229 | 0.015587 | 0 | 0 | 0.010433 | 0.015898 | 0 | 0 | 0.010642 | 0.016216 | 0 | 0 | 0.01084 | 0.016519 | 0 | 0 | 0.011043 | 0.016828 | 0 | 0 | 0.011246 | 0.017136 | 0
T&D ($/annual kWh) | 0 | 32-S28-SIC28Chemicals&AlliedProducts-MOTOR | 7 | TD:0:32-S28-SIC28Chemicals&AlliedProducts-MOTOR:7 | 0 | 0.0051879 | 0.0079053 | 0 | 0 | 0.0052916 | 0.0080634 | 0 | 0 | 0.0053974 | 0.0082247 | 0 | 0 | 0.0055054 | 0.0083892 | 0 | 0 | 0.0056155 | 0.0085569 | 0 | 0 | 0.0057278 | 0.0087281 | 0 | 0 | 0.0058424 | 0.0089026 | 0 | 0 | 0.0059592 | 0.0090807 | 0 | 0 | 0.0060784 | 0.0092623 | 0 | 0 | 0.0062 | 0.0094476 | 0 | 0 | 0.006324 | 0.0096365 | 0 | 0 | 0.0064504 | 0.0098292 | 0 | 0 | 0.0065795 | 0.010026 | 0 | 0 | 0.006711 | 0.010226 | 0 | 0 | 0.0068453 | 0.010431 | 0 | 0 | 0.0069822 | 0.010639 | 0 | 0 | 0.0071218 | 0.010852 | 0 | 0 | 0.0072642 | 0.011069 | 0 | 0 | 0.0074095 | 0.011291 | 0 | 0 | 0.0075577 | 0.011517 | 0 | 0 | 0.0077089 | 0.011747 | 0 | 0 | 0.0078631 | 0.011982 | 0 | 0 | 0.0080098 | 0.012205 | 0 | 0 | 0.0081595 | 0.012433 | 0 | 0 | 0.0083092 | 0.012662 | 0
T&D ($/annual kWh) | 0 | 32-S28-SIC28Chemicals&AlliedProducts-MOTOR | 10 | TD:0:32-S28-SIC28Chemicals&AlliedProducts-MOTOR:10 | 0 | 0.0057077 | 0.0086975 | 0 | 0 | 0.0058219 | 0.0088714 | 0 | 0 | 0.0059383 | 0.0090489 | 0 | 0 | 0.0060571 | 0.0092298 | 0 | 0 | 0.0061782 | 0.0094144 | 0 | 0 | 0.0063018 | 0.0096027 | 0 | 0 | 0.0064278 | 0.0097948 | 0 | 0 | 0.0065564 | 0.0099907 | 0 | 0 | 0.0066875 | 0.01019 | 0 | 0 | 0.0068213 | 0.010394 | 0 | 0 | 0.0069577 | 0.010602 | 0 | 0 | 0.0070968 | 0.010814 | 0 | 0 | 0.0072388 | 0.011031 | 0 | 0 | 0.0073835 | 0.011251 | 0 | 0 | 0.0075312 | 0.011476 | 0 | 0 | 0.0076818 | 0.011706 | 0 | 0 | 0.0078355 | 0.01194 | 0 | 0 | 0.0079922 | 0.012179 | 0 | 0 | 0.008152 | 0.012422 | 0 | 0 | 0.0083151 | 0.012671 | 0 | 0 | 0.0084814 | 0.012924 | 0 | 0 | 0.008651 | 0.013182 | 0 | 0 | 0.0088124 | 0.013428 | 0 | 0 | 0.0089771 | 0.013679 | 0 | 0 | 0.0091418 | 0.01393 | 0
T&D ($/annual kWh) | 0 | 32-S28-SIC28Chemicals&AlliedProducts-MOTOR | 14 | TD:0:32-S28-SIC28Chemicals&AlliedProducts-MOTOR:14 | 0 | 0.0057404 | 0.0087473 | 0 | 0 | 0.0058552 | 0.0089223 | 0 | 0 | 0.0059723 | 0.0091007 | 0 | 0 | 0.0060918 | 0.0092827 | 0 | 0 | 0.0062136 | 0.0094684 | 0 | 0 | 0.0063379 | 0.0096578 | 0 | 0 | 0.0064647 | 0.0098509 | 0 | 0 | 0.006594 | 0.010048 | 0 | 0 | 0.0067258 | 0.010249 | 0 | 0 | 0.0068604 | 0.010454 | 0 | 0 | 0.0069976 | 0.010663 | 0 | 0 | 0.0071375 | 0.010876 | 0 | 0 | 0.0072803 | 0.011094 | 0 | 0 | 0.0074259 | 0.011316 | 0 | 0 | 0.0075744 | 0.011542 | 0 | 0 | 0.0077259 | 0.011773 | 0 | 0 | 0.0078804 | 0.012008 | 0 | 0 | 0.008038 | 0.012248 | 0 | 0 | 0.0081988 | 0.012493 | 0 | 0 | 0.0083627 | 0.012743 | 0 | 0 | 0.00853 | 0.012998 | 0 | 0 | 0.0087006 | 0.013258 | 0 | 0 | 0.0088629 | 0.013505 | 0 | 0 | 0.0090286 | 0.013758 | 0 | 0 | 0.0091942 | 0.01401 | 0
T&D ($/annual kWh) | 0 | 32-S28-SIC28Chemicals&AlliedProducts-MOTOR | 15 | TD:0:32-S28-SIC28Chemicals&AlliedProducts-MOTOR:15 | 0 | 0.0057384 | 0.0087434 | 0 | 0 | 0.0058532 | 0.0089182 | 0 | 0 | 0.0059702 | 0.0090966 | 0 | 0 | 0.0060896 | 0.0092785 | 0 | 0 | 0.0062114 | 0.0094641 | 0 | 0 | 0.0063357 | 0.0096534 | 0 | 0 | 0.0064624 | 0.0098465 | 0 | 0 | 0.0065916 | 0.010043 | 0 | 0 | 0.0067235 | 0.010244 | 0 | 0 | 0.0068579 | 0.010449 | 0 | 0 | 0.0069951 | 0.010658 | 0 | 0 | 0.007135 | 0.010871 | 0 | 0 | 0.0072777 | 0.011089 | 0 | 0 | 0.0074232 | 0.01131 | 0 | 0 | 0.0075717 | 0.011537 | 0 | 0 | 0.0077231 | 0.011767 | 0 | 0 | 0.0078776 | 0.012003 | 0 | 0 | 0.0080352 | 0.012243 | 0 | 0 | 0.0081959 | 0.012488 | 0 | 0 | 0.0083598 | 0.012737 | 0 | 0 | 0.008527 | 0.012992 | 0 | 0 | 0.0086975 | 0.013252 | 0 | 0 | 0.0088598 | 0.013499 | 0 | 0 | 0.0090254 | 0.013752 | 0 | 0 | 0.009191 | 0.014004 | 0
T&D ($/annual kWh) | 0 | 32-S28-SIC28Chemicals&AlliedProducts-MOTOR | SYSTEM | TD:0:32-S28-SIC28Chemicals&AlliedProducts-MOTOR:SYSTEM | 0 | 0.0051879 | 0.0079053 | 0 | 0 | 0.0052916 | 0.0080634 | 0 | 0 | 0.0053974 | 0.0082247 | 0 | 0 | 0.0055054 | 0.0083892 | 0 | 0 | 0.0056155 | 0.0085569 | 0 | 0 | 0.0057278 | 0.0087281 | 0 | 0 | 0.0058424 | 0.0089026 | 0 | 0 | 0.0059592 | 0.0090807 | 0 | 0 | 0.0060784 | 0.0092623 | 0 | 0 | 0.0062 | 0.0094476 | 0 | 0 | 0.006324 | 0.0096365 | 0 | 0 | 0.0064504 | 0.0098292 | 0 | 0 | 0.0065795 | 0.010026 | 0 | 0 | 0.006711 | 0.010226 | 0 | 0 | 0.0068453 | 0.010431 | 0 | 0 | 0.0069822 | 0.010639 | 0 | 0 | 0.0071218 | 0.010852 | 0 | 0 | 0.0072642 | 0.011069 | 0 | 0 | 0.0074095 | 0.011291 | 0 | 0 | 0.0075577 | 0.011517 | 0 | 0 | 0.0077089 | 0.011747 | 0 | 0 | 0.0078631 | 0.011982 | 0 | 0 | 0.0080098 | 0.012205 | 0 | 0 | 0.0081595 | 0.012433 | 0 | 0 | 0.0083092 | 0.012662 | 0
T&D ($/annual kWh) | 0 | 32-S28-SIC28Chemicals&AlliedProducts-PROC_OTH | 7 | TD:0:32-S28-SIC28Chemicals&AlliedProducts-PROC_OTH:7 | 0 | 0.0051879 | 0.0079053 | 0 | 0 | 0.0052916 | 0.0080634 | 0 | 0 | 0.0053974 | 0.0082247 | 0 | 0 | 0.0055054 | 0.0083892 | 0 | 0 | 0.0056155 | 0.0085569 | 0 | 0 | 0.0057278 | 0.0087281 | 0 | 0 | 0.0058424 | 0.0089026 | 0 | 0 | 0.0059592 | 0.0090807 | 0 | 0 | 0.0060784 | 0.0092623 | 0 | 0 | 0.0062 | 0.0094476 | 0 | 0 | 0.006324 | 0.0096365 | 0 | 0 | 0.0064504 | 0.0098292 | 0 | 0 | 0.0065795 | 0.010026 | 0 | 0 | 0.006711 | 0.010226 | 0 | 0 | 0.0068453 | 0.010431 | 0 | 0 | 0.0069822 | 0.010639 | 0 | 0 | 0.0071218 | 0.010852 | 0 | 0 | 0.0072642 | 0.011069 | 0 | 0 | 0.0074095 | 0.011291 | 0 | 0 | 0.0075577 | 0.011517 | 0 | 0 | 0.0077089 | 0.011747 | 0 | 0 | 0.0078631 | 0.011982 | 0 | 0 | 0.0080098 | 0.012205 | 0 | 0 | 0.0081595 | 0.012433 | 0 | 0 | 0.0083092 | 0.012662 | 0
T&D ($/annual kWh) | 0 | 32-S28-SIC28Chemicals&AlliedProducts-PROC_OTH | 10 | TD:0:32-S28-SIC28Chemicals&AlliedProducts-PROC_OTH:10 | 0 | 0.0057077 | 0.0086975 | 0 | 0 | 0.0058219 | 0.0088714 | 0 | 0 | 0.0059383 | 0.0090489 | 0 | 0 | 0.0060571 | 0.0092298 | 0 | 0 | 0.0061782 | 0.0094144 | 0 | 0 | 0.0063018 | 0.0096027 | 0 | 0 | 0.0064278 | 0.0097948 | 0 | 0 | 0.0065564 | 0.0099907 | 0 | 0 | 0.0066875 | 0.01019 | 0 | 0 | 0.0068213 | 0.010394 | 0 | 0 | 0.0069577 | 0.010602 | 0 | 0 | 0.0070968 | 0.010814 | 0 | 0 | 0.0072388 | 0.011031 | 0 | 0 | 0.0073835 | 0.011251 | 0 | 0 | 0.0075312 | 0.011476 | 0 | 0 | 0.0076818 | 0.011706 | 0 | 0 | 0.0078355 | 0.01194 | 0 | 0 | 0.0079922 | 0.012179 | 0 | 0 | 0.008152 | 0.012422 | 0 | 0 | 0.0083151 | 0.012671 | 0 | 0 | 0.0084814 | 0.012924 | 0 | 0 | 0.008651 | 0.013182 | 0 | 0 | 0.0088124 | 0.013428 | 0 | 0 | 0.0089771 | 0.013679 | 0 | 0 | 0.0091418 | 0.01393 | 0
T&D ($/annual kWh) | 0 | 32-S28-SIC28Chemicals&AlliedProducts-PROC_OTH | 14 | TD:0:32-S28-SIC28Chemicals&AlliedProducts-PROC_OTH:14 | 0 | 0.0057404 | 0.0087473 | 0 | 0 | 0.0058552 | 0.0089223 | 0 | 0 | 0.0059723 | 0.0091007 | 0 | 0 | 0.0060918 | 0.0092827 | 0 | 0 | 0.0062136 | 0.0094684 | 0 | 0 | 0.0063379 | 0.0096578 | 0 | 0 | 0.0064647 | 0.0098509 | 0 | 0 | 0.006594 | 0.010048 | 0 | 0 | 0.0067258 | 0.010249 | 0 | 0 | 0.0068604 | 0.010454 | 0 | 0 | 0.0069976 | 0.010663 | 0 | 0 | 0.0071375 | 0.010876 | 0 | 0 | 0.0072803 | 0.011094 | 0 | 0 | 0.0074259 | 0.011316 | 0 | 0 | 0.0075744 | 0.011542 | 0 | 0 | 0.0077259 | 0.011773 | 0 | 0 | 0.0078804 | 0.012008 | 0 | 0 | 0.008038 | 0.012248 | 0 | 0 | 0.0081988 | 0.012493 | 0 | 0 | 0.0083627 | 0.012743 | 0 | 0 | 0.00853 | 0.012998 | 0 | 0 | 0.0087006 | 0.013258 | 0 | 0 | 0.0088629 | 0.013505 | 0 | 0 | 0.0090286 | 0.013758 | 0 | 0 | 0.0091942 | 0.01401 | 0
T&D ($/annual kWh) | 0 | 32-S28-SIC28Chemicals&AlliedProducts-PROC_OTH | 15 | TD:0:32-S28-SIC28Chemicals&AlliedProducts-PROC_OTH:15 | 0 | 0.0057384 | 0.0087434 | 0 | 0 | 0.0058532 | 0.0089182 | 0 | 0 | 0.0059702 | 0.0090966 | 0 | 0 | 0.0060896 | 0.0092785 | 0 | 0 | 0.0062114 | 0.0094641 | 0 | 0 | 0.0063357 | 0.0096534 | 0 | 0 | 0.0064624 | 0.0098465 | 0 | 0 | 0.0065916 | 0.010043 | 0 | 0 | 0.0067235 | 0.010244 | 0 | 0 | 0.0068579 | 0.010449 | 0 | 0 | 0.0069951 | 0.010658 | 0 | 0 | 0.007135 | 0.010871 | 0 | 0 | 0.0072777 | 0.011089 | 0 | 0 | 0.0074232 | 0.01131 | 0 | 0 | 0.0075717 | 0.011537 | 0 | 0 | 0.0077231 | 0.011767 | 0 | 0 | 0.0078776 | 0.012003 | 0 | 0 | 0.0080352 | 0.012243 | 0 | 0 | 0.0081959 | 0.012488 | 0 | 0 | 0.0083598 | 0.012737 | 0 | 0 | 0.008527 | 0.012992 | 0 | 0 | 0.0086975 | 0.013252 | 0 | 0 | 0.0088598 | 0.013499 | 0 | 0 | 0.0090254 | 0.013752 | 0 | 0 | 0.009191 | 0.014004 | 0
T&D ($/annual kWh) | 0 | 32-S28-SIC28Chemicals&AlliedProducts-PROC_OTH | SYSTEM | TD:0:32-S28-SIC28Chemicals&AlliedProducts-PROC_OTH:SYSTEM | 0 | 0.0051879 | 0.0079053 | 0 | 0 | 0.0052916 | 0.0080634 | 0 | 0 | 0.0053974 | 0.0082247 | 0 | 0 | 0.0055054 | 0.0083892 | 0 | 0 | 0.0056155 | 0.0085569 | 0 | 0 | 0.0057278 | 0.0087281 | 0 | 0 | 0.0058424 | 0.0089026 | 0 | 0 | 0.0059592 | 0.0090807 | 0 | 0 | 0.0060784 | 0.0092623 | 0 | 0 | 0.0062 | 0.0094476 | 0 | 0 | 0.006324 | 0.0096365 | 0 | 0 | 0.0064504 | 0.0098292 | 0 | 0 | 0.0065795 | 0.010026 | 0 | 0 | 0.006711 | 0.010226 | 0 | 0 | 0.0068453 | 0.010431 | 0 | 0 | 0.0069822 | 0.010639 | 0 | 0 | 0.0071218 | 0.010852 | 0 | 0 | 0.0072642 | 0.011069 | 0 | 0 | 0.0074095 | 0.011291 | 0 | 0 | 0.0075577 | 0.011517 | 0 | 0 | 0.0077089 | 0.011747 | 0 | 0 | 0.0078631 | 0.011982 | 0 | 0 | 0.0080098 | 0.012205 | 0 | 0 | 0.0081595 | 0.012433 | 0 | 0 | 0.0083092 | 0.012662 | 0
T&D ($/annual kWh) | 0 | 33-S29-SIC29Petroleum&CoalProducts-AG_PUMP | 7 | TD:0:33-S29-SIC29Petroleum&CoalProducts-AG_PUMP:7 | 0 | 0.0068364 | 0.010417 | 0 | 0 | 0.0069731 | 0.010626 | 0 | 0 | 0.0071126 | 0.010838 | 0 | 0 | 0.0072548 | 0.011055 | 0 | 0 | 0.0073999 | 0.011276 | 0 | 0 | 0.0075479 | 0.011502 | 0 | 0 | 0.0076989 | 0.011732 | 0 | 0 | 0.0078529 | 0.011966 | 0 | 0 | 0.0080099 | 0.012206 | 0 | 0 | 0.0081701 | 0.01245 | 0 | 0 | 0.0083335 | 0.012699 | 0 | 0 | 0.0085002 | 0.012953 | 0 | 0 | 0.0086702 | 0.013212 | 0 | 0 | 0.0088436 | 0.013476 | 0 | 0 | 0.0090205 | 0.013745 | 0 | 0 | 0.0092009 | 0.01402 | 0 | 0 | 0.0093849 | 0.014301 | 0 | 0 | 0.0095726 | 0.014587 | 0 | 0 | 0.0097641 | 0.014879 | 0 | 0 | 0.0099593 | 0.015176 | 0 | 0 | 0.010159 | 0.01548 | 0 | 0 | 0.010362 | 0.015789 | 0 | 0 | 0.010555 | 0.016084 | 0 | 0 | 0.010752 | 0.016384 | 0 | 0 | 0.01095 | 0.016685 | 0
T&D ($/annual kWh) | 0 | 33-S29-SIC29Petroleum&CoalProducts-AG_PUMP | 10 | TD:0:33-S29-SIC29Petroleum&CoalProducts-AG_PUMP:10 | 0 | 0.0073621 | 0.011218 | 0 | 0 | 0.0075094 | 0.011443 | 0 | 0 | 0.0076595 | 0.011672 | 0 | 0 | 0.0078127 | 0.011905 | 0 | 0 | 0.007969 | 0.012143 | 0 | 0 | 0.0081284 | 0.012386 | 0 | 0 | 0.0082909 | 0.012634 | 0 | 0 | 0.0084568 | 0.012886 | 0 | 0 | 0.0086259 | 0.013144 | 0 | 0 | 0.0087984 | 0.013407 | 0 | 0 | 0.0089744 | 0.013675 | 0 | 0 | 0.0091539 | 0.013949 | 0 | 0 | 0.0093369 | 0.014228 | 0 | 0 | 0.0095237 | 0.014512 | 0 | 0 | 0.0097142 | 0.014803 | 0 | 0 | 0.0099084 | 0.015099 | 0 | 0 | 0.010107 | 0.015401 | 0 | 0 | 0.010309 | 0.015709 | 0 | 0 | 0.010515 | 0.016023 | 0 | 0 | 0.010725 | 0.016343 | 0 | 0 | 0.01094 | 0.01667 | 0 | 0 | 0.011159 | 0.017003 | 0 | 0 | 0.011367 | 0.017321 | 0 | 0 | 0.011579 | 0.017644 | 0 | 0 | 0.011792 | 0.017968 | 0
T&D ($/annual kWh) | 0 | 33-S29-SIC29Petroleum&CoalProducts-AG_PUMP | 14 | TD:0:33-S29-SIC29Petroleum&CoalProducts-AG_PUMP:14 | 0 | 0.0073952 | 0.011269 | 0 | 0 | 0.0075431 | 0.011494 | 0 | 0 | 0.007694 | 0.011724 | 0 | 0 | 0.0078478 | 0.011959 | 0 | 0 | 0.0080048 | 0.012198 | 0 | 0 | 0.0081649 | 0.012442 | 0 | 0 | 0.0083282 | 0.012691 | 0 | 0 | 0.0084948 | 0.012944 | 0 | 0 | 0.0086647 | 0.013203 | 0 | 0 | 0.0088379 | 0.013467 | 0 | 0 | 0.0090147 | 0.013737 | 0 | 0 | 0.009195 | 0.014011 | 0 | 0 | 0.0093789 | 0.014292 | 0 | 0 | 0.0095665 | 0.014577 | 0 | 0 | 0.0097578 | 0.014869 | 0 | 0 | 0.009953 | 0.015166 | 0 | 0 | 0.010152 | 0.01547 | 0 | 0 | 0.010355 | 0.015779 | 0 | 0 | 0.010562 | 0.016095 | 0 | 0 | 0.010773 | 0.016417 | 0 | 0 | 0.010989 | 0.016745 | 0 | 0 | 0.011209 | 0.01708 | 0 | 0 | 0.011418 | 0.017399 | 0 | 0 | 0.011631 | 0.017724 | 0 | 0 | 0.011845 | 0.018049 | 0
T&D ($/annual kWh) | 0 | 33-S29-SIC29Petroleum&CoalProducts-AG_PUMP | 15 | TD:0:33-S29-SIC29Petroleum&CoalProducts-AG_PUMP:15 | 0 | 0.0073799 | 0.011244 | 0 | 0 | 0.0075275 | 0.011469 | 0 | 0 | 0.007678 | 0.011699 | 0 | 0 | 0.0078316 | 0.011933 | 0 | 0 | 0.0079882 | 0.012171 | 0 | 0 | 0.008148 | 0.012415 | 0 | 0 | 0.008311 | 0.012663 | 0 | 0 | 0.0084772 | 0.012916 | 0 | 0 | 0.0086467 | 0.013175 | 0 | 0 | 0.0088197 | 0.013438 | 0 | 0 | 0.0089961 | 0.013707 | 0 | 0 | 0.009176 | 0.013981 | 0 | 0 | 0.0093595 | 0.014261 | 0 | 0 | 0.0095467 | 0.014546 | 0 | 0 | 0.0097376 | 0.014837 | 0 | 0 | 0.0099324 | 0.015133 | 0 | 0 | 0.010131 | 0.015436 | 0 | 0 | 0.010334 | 0.015745 | 0 | 0 | 0.01054 | 0.01606 | 0 | 0 | 0.010751 | 0.016381 | 0 | 0 | 0.010966 | 0.016708 | 0 | 0 | 0.011185 | 0.017043 | 0 | 0 | 0.011394 | 0.017361 | 0 | 0 | 0.011607 | 0.017685 | 0 | 0 | 0.01182 | 0.01801 | 0
T&D ($/annual kWh) | 0 | 33-S29-SIC29Petroleum&CoalProducts-AG_PUMP | SYSTEM | TD:0:33-S29-SIC29Petroleum&CoalProducts-AG_PUMP:SYSTEM | 0 | 0.0068364 | 0.010417 | 0 | 0 | 0.0069731 | 0.010626 | 0 | 0 | 0.0071126 | 0.010838 | 0 | 0 | 0.0072548 | 0.011055 | 0 | 0 | 0.0073999 | 0.011276 | 0 | 0 | 0.0075479 | 0.011502 | 0 | 0 | 0.0076989 | 0.011732 | 0 | 0 | 0.0078529 | 0.011966 | 0 | 0 | 0.0080099 | 0.012206 | 0 | 0 | 0.0081701 | 0.01245 | 0 | 0 | 0.0083335 | 0.012699 | 0 | 0 | 0.0085002 | 0.012953 | 0 | 0 | 0.0086702 | 0.013212 | 0 | 0 | 0.0088436 | 0.013476 | 0 | 0 | 0.0090205 | 0.013745 | 0 | 0 | 0.0092009 | 0.01402 | 0 | 0 | 0.0093849 | 0.014301 | 0 | 0 | 0.0095726 | 0.014587 | 0 | 0 | 0.0097641 | 0.014879 | 0 | 0 | 0.0099593 | 0.015176 | 0 | 0 | 0.010159 | 0.01548 | 0 | 0 | 0.010362 | 0.015789 | 0 | 0 | 0.010555 | 0.016084 | 0 | 0 | 0.010752 | 0.016384 | 0 | 0 | 0.01095 | 0.016685 | 0
T&D ($/annual kWh) | 0 | 33-S29-SIC29Petroleum&CoalProducts-COMP_AIR | 7 | TD:0:33-S29-SIC29Petroleum&CoalProducts-COMP_AIR:7 | 0 | 0.0051879 | 0.0079053 | 0 | 0 | 0.0052916 | 0.0080634 | 0 | 0 | 0.0053974 | 0.0082247 | 0 | 0 | 0.0055054 | 0.0083892 | 0 | 0 | 0.0056155 | 0.0085569 | 0 | 0 | 0.0057278 | 0.0087281 | 0 | 0 | 0.0058424 | 0.0089026 | 0 | 0 | 0.0059592 | 0.0090807 | 0 | 0 | 0.0060784 | 0.0092623 | 0 | 0 | 0.0062 | 0.0094476 | 0 | 0 | 0.006324 | 0.0096365 | 0 | 0 | 0.0064504 | 0.0098292 | 0 | 0 | 0.0065795 | 0.010026 | 0 | 0 | 0.006711 | 0.010226 | 0 | 0 | 0.0068453 | 0.010431 | 0 | 0 | 0.0069822 | 0.010639 | 0 | 0 | 0.0071218 | 0.010852 | 0 | 0 | 0.0072642 | 0.011069 | 0 | 0 | 0.0074095 | 0.011291 | 0 | 0 | 0.0075577 | 0.011517 | 0 | 0 | 0.0077089 | 0.011747 | 0 | 0 | 0.0078631 | 0.011982 | 0 | 0 | 0.0080098 | 0.012205 | 0 | 0 | 0.0081595 | 0.012433 | 0 | 0 | 0.0083092 | 0.012662 | 0
T&D ($/annual kWh) | 0 | 33-S29-SIC29Petroleum&CoalProducts-COMP_AIR | 10 | TD:0:33-S29-SIC29Petroleum&CoalProducts-COMP_AIR:10 | 0 | 0.0057077 | 0.0086975 | 0 | 0 | 0.0058219 | 0.0088714 | 0 | 0 | 0.0059383 | 0.0090489 | 0 | 0 | 0.0060571 | 0.0092298 | 0 | 0 | 0.0061782 | 0.0094144 | 0 | 0 | 0.0063018 | 0.0096027 | 0 | 0 | 0.0064278 | 0.0097948 | 0 | 0 | 0.0065564 | 0.0099907 | 0 | 0 | 0.0066875 | 0.01019 | 0 | 0 | 0.0068213 | 0.010394 | 0 | 0 | 0.0069577 | 0.010602 | 0 | 0 | 0.0070968 | 0.010814 | 0 | 0 | 0.0072388 | 0.011031 | 0 | 0 | 0.0073835 | 0.011251 | 0 | 0 | 0.0075312 | 0.011476 | 0 | 0 | 0.0076818 | 0.011706 | 0 | 0 | 0.0078355 | 0.01194 | 0 | 0 | 0.0079922 | 0.012179 | 0 | 0 | 0.008152 | 0.012422 | 0 | 0 | 0.0083151 | 0.012671 | 0 | 0 | 0.0084814 | 0.012924 | 0 | 0 | 0.008651 | 0.013182 | 0 | 0 | 0.0088124 | 0.013428 | 0 | 0 | 0.0089771 | 0.013679 | 0 | 0 | 0.0091418 | 0.01393 | 0
T&D ($/annual kWh) | 0 | 33-S29-SIC29Petroleum&CoalProducts-COMP_AIR | 14 | TD:0:33-S29-SIC29Petroleum&CoalProducts-COMP_AIR:14 | 0 | 0.0057404 | 0.0087473 | 0 | 0 | 0.0058552 | 0.0089223 | 0 | 0 | 0.0059723 | 0.0091007 | 0 | 0 | 0.0060918 | 0.0092827 | 0 | 0 | 0.0062136 | 0.0094684 | 0 | 0 | 0.0063379 | 0.0096578 | 0 | 0 | 0.0064647 | 0.0098509 | 0 | 0 | 0.006594 | 0.010048 | 0 | 0 | 0.0067258 | 0.010249 | 0 | 0 | 0.0068604 | 0.010454 | 0 | 0 | 0.0069976 | 0.010663 | 0 | 0 | 0.0071375 | 0.010876 | 0 | 0 | 0.0072803 | 0.011094 | 0 | 0 | 0.0074259 | 0.011316 | 0 | 0 | 0.0075744 | 0.011542 | 0 | 0 | 0.0077259 | 0.011773 | 0 | 0 | 0.0078804 | 0.012008 | 0 | 0 | 0.008038 | 0.012248 | 0 | 0 | 0.0081988 | 0.012493 | 0 | 0 | 0.0083627 | 0.012743 | 0 | 0 | 0.00853 | 0.012998 | 0 | 0 | 0.0087006 | 0.013258 | 0 | 0 | 0.0088629 | 0.013505 | 0 | 0 | 0.0090286 | 0.013758 | 0 | 0 | 0.0091942 | 0.01401 | 0
T&D ($/annual kWh) | 0 | 33-S29-SIC29Petroleum&CoalProducts-COMP_AIR | 15 | TD:0:33-S29-SIC29Petroleum&CoalProducts-COMP_AIR:15 | 0 | 0.0057384 | 0.0087434 | 0 | 0 | 0.0058532 | 0.0089182 | 0 | 0 | 0.0059702 | 0.0090966 | 0 | 0 | 0.0060896 | 0.0092785 | 0 | 0 | 0.0062114 | 0.0094641 | 0 | 0 | 0.0063357 | 0.0096534 | 0 | 0 | 0.0064624 | 0.0098465 | 0 | 0 | 0.0065916 | 0.010043 | 0 | 0 | 0.0067235 | 0.010244 | 0 | 0 | 0.0068579 | 0.010449 | 0 | 0 | 0.0069951 | 0.010658 | 0 | 0 | 0.007135 | 0.010871 | 0 | 0 | 0.0072777 | 0.011089 | 0 | 0 | 0.0074232 | 0.01131 | 0 | 0 | 0.0075717 | 0.011537 | 0 | 0 | 0.0077231 | 0.011767 | 0 | 0 | 0.0078776 | 0.012003 | 0 | 0 | 0.0080352 | 0.012243 | 0 | 0 | 0.0081959 | 0.012488 | 0 | 0 | 0.0083598 | 0.012737 | 0 | 0 | 0.008527 | 0.012992 | 0 | 0 | 0.0086975 | 0.013252 | 0 | 0 | 0.0088598 | 0.013499 | 0 | 0 | 0.0090254 | 0.013752 | 0 | 0 | 0.009191 | 0.014004 | 0
T&D ($/annual kWh) | 0 | 33-S29-SIC29Petroleum&CoalProducts-COMP_AIR | SYSTEM | TD:0:33-S29-SIC29Petroleum&CoalProducts-COMP_AIR:SYSTEM | 0 | 0.0051879 | 0.0079053 | 0 | 0 | 0.0052916 | 0.0080634 | 0 | 0 | 0.0053974 | 0.0082247 | 0 | 0 | 0.0055054 | 0.0083892 | 0 | 0 | 0.0056155 | 0.0085569 | 0 | 0 | 0.0057278 | 0.0087281 | 0 | 0 | 0.0058424 | 0.0089026 | 0 | 0 | 0.0059592 | 0.0090807 | 0 | 0 | 0.0060784 | 0.0092623 | 0 | 0 | 0.0062 | 0.0094476 | 0 | 0 | 0.006324 | 0.0096365 | 0 | 0 | 0.0064504 | 0.0098292 | 0 | 0 | 0.0065795 | 0.010026 | 0 | 0 | 0.006711 | 0.010226 | 0 | 0 | 0.0068453 | 0.010431 | 0 | 0 | 0.0069822 | 0.010639 | 0 | 0 | 0.0071218 | 0.010852 | 0 | 0 | 0.0072642 | 0.011069 | 0 | 0 | 0.0074095 | 0.011291 | 0 | 0 | 0.0075577 | 0.011517 | 0 | 0 | 0.0077089 | 0.011747 | 0 | 0 | 0.0078631 | 0.011982 | 0 | 0 | 0.0080098 | 0.012205 | 0 | 0 | 0.0081595 | 0.012433 | 0 | 0 | 0.0083092 | 0.012662 | 0
T&D ($/annual kWh) | 0 | 33-S29-SIC29Petroleum&CoalProducts-COOL | 7 | TD:0:33-S29-SIC29Petroleum&CoalProducts-COOL:7 | 0 | 0.015733 | 0.023974 | 0 | 0 | 0.016048 | 0.024453 | 0 | 0 | 0.016369 | 0.024942 | 0 | 0 | 0.016696 | 0.025441 | 0 | 0 | 0.01703 | 0.02595 | 0 | 0 | 0.01737 | 0.026469 | 0 | 0 | 0.017718 | 0.026999 | 0 | 0 | 0.018072 | 0.027539 | 0 | 0 | 0.018434 | 0.028089 | 0 | 0 | 0.018802 | 0.028651 | 0 | 0 | 0.019178 | 0.029224 | 0 | 0 | 0.019562 | 0.029809 | 0 | 0 | 0.019953 | 0.030405 | 0 | 0 | 0.020352 | 0.031013 | 0 | 0 | 0.020759 | 0.031633 | 0 | 0 | 0.021174 | 0.032266 | 0 | 0 | 0.021598 | 0.032911 | 0 | 0 | 0.02203 | 0.033569 | 0 | 0 | 0.02247 | 0.034241 | 0 | 0 | 0.02292 | 0.034926 | 0 | 0 | 0.023378 | 0.035624 | 0 | 0 | 0.023846 | 0.036336 | 0 | 0 | 0.024291 | 0.037015 | 0 | 0 | 0.024745 | 0.037706 | 0 | 0 | 0.025199 | 0.038398 | 0
T&D ($/annual kWh) | 0 | 33-S29-SIC29Petroleum&CoalProducts-COOL | 10 | TD:0:33-S29-SIC29Petroleum&CoalProducts-COOL:10 | 0 | 0.019887 | 0.030303 | 0 | 0 | 0.020284 | 0.030909 | 0 | 0 | 0.02069 | 0.031528 | 0 | 0 | 0.021104 | 0.032158 | 0 | 0 | 0.021526 | 0.032801 | 0 | 0 | 0.021956 | 0.033457 | 0 | 0 | 0.022396 | 0.034127 | 0 | 0 | 0.022843 | 0.034809 | 0 | 0 | 0.0233 | 0.035505 | 0 | 0 | 0.023766 | 0.036215 | 0 | 0 | 0.024242 | 0.03694 | 0 | 0 | 0.024727 | 0.037679 | 0 | 0 | 0.025221 | 0.038432 | 0 | 0 | 0.025725 | 0.039201 | 0 | 0 | 0.02624 | 0.039985 | 0 | 0 | 0.026765 | 0.040784 | 0 | 0 | 0.0273 | 0.0416 | 0 | 0 | 0.027846 | 0.042432 | 0 | 0 | 0.028403 | 0.043281 | 0 | 0 | 0.028971 | 0.044146 | 0 | 0 | 0.02955 | 0.045029 | 0 | 0 | 0.030141 | 0.04593 | 0 | 0 | 0.030704 | 0.046787 | 0 | 0 | 0.031278 | 0.047661 | 0 | 0 | 0.031852 | 0.048536 | 0
T&D ($/annual kWh) | 0 | 33-S29-SIC29Petroleum&CoalProducts-COOL | 14 | TD:0:33-S29-SIC29Petroleum&CoalProducts-COOL:14 | 0 | 0.020148 | 0.030702 | 0 | 0 | 0.020551 | 0.031316 | 0 | 0 | 0.020962 | 0.031942 | 0 | 0 | 0.021381 | 0.032581 | 0 | 0 | 0.021809 | 0.033233 | 0 | 0 | 0.022245 | 0.033897 | 0 | 0 | 0.02269 | 0.034575 | 0 | 0 | 0.023144 | 0.035267 | 0 | 0 | 0.023607 | 0.035972 | 0 | 0 | 0.024079 | 0.036691 | 0 | 0 | 0.02456 | 0.037425 | 0 | 0 | 0.025051 | 0.038174 | 0 | 0 | 0.025553 | 0.038937 | 0 | 0 | 0.026064 | 0.039716 | 0 | 0 | 0.026585 | 0.04051 | 0 | 0 | 0.027117 | 0.04132 | 0 | 0 | 0.027659 | 0.042147 | 0 | 0 | 0.028212 | 0.04299 | 0 | 0 | 0.028776 | 0.04385 | 0 | 0 | 0.029352 | 0.044727 | 0 | 0 | 0.029939 | 0.045621 | 0 | 0 | 0.030538 | 0.046534 | 0 | 0 | 0.031107 | 0.047402 | 0 | 0 | 0.031689 | 0.048288 | 0 | 0 | 0.03227 | 0.049174 | 0
T&D ($/annual kWh) | 0 | 33-S29-SIC29Petroleum&CoalProducts-COOL | 15 | TD:0:33-S29-SIC29Petroleum&CoalProducts-COOL:15 | 0 | 0.020361 | 0.031024 | 0 | 0 | 0.020768 | 0.031645 | 0 | 0 | 0.021183 | 0.032278 | 0 | 0 | 0.021607 | 0.032923 | 0 | 0 | 0.022039 | 0.033582 | 0 | 0 | 0.02248 | 0.034253 | 0 | 0 | 0.022929 | 0.034938 | 0 | 0 | 0.023388 | 0.035637 | 0 | 0 | 0.023856 | 0.03635 | 0 | 0 | 0.024333 | 0.037077 | 0 | 0 | 0.024819 | 0.037819 | 0 | 0 | 0.025316 | 0.038575 | 0 | 0 | 0.025822 | 0.039346 | 0 | 0 | 0.026339 | 0.040133 | 0 | 0 | 0.026865 | 0.040936 | 0 | 0 | 0.027403 | 0.041755 | 0 | 0 | 0.027951 | 0.04259 | 0 | 0 | 0.02851 | 0.043442 | 0 | 0 | 0.02908 | 0.04431 | 0 | 0 | 0.029661 | 0.045197 | 0 | 0 | 0.030255 | 0.046101 | 0 | 0 | 0.03086 | 0.047023 | 0 | 0 | 0.031436 | 0.0479 | 0 | 0 | 0.032023 | 0.048795 | 0 | 0 | 0.032611 | 0.04969 | 0
T&D ($/annual kWh) | 0 | 33-S29-SIC29Petroleum&CoalProducts-COOL | SYSTEM | TD:0:33-S29-SIC29Petroleum&CoalProducts-COOL:SYSTEM | 0 | 0.015733 | 0.023974 | 0 | 0 | 0.016048 | 0.024453 | 0 | 0 | 0.016369 | 0.024942 | 0 | 0 | 0.016696 | 0.025441 | 0 | 0 | 0.01703 | 0.02595 | 0 | 0 | 0.01737 | 0.026469 | 0 | 0 | 0.017718 | 0.026999 | 0 | 0 | 0.018072 | 0.027539 | 0 | 0 | 0.018434 | 0.028089 | 0 | 0 | 0.018802 | 0.028651 | 0 | 0 | 0.019178 | 0.029224 | 0 | 0 | 0.019562 | 0.029809 | 0 | 0 | 0.019953 | 0.030405 | 0 | 0 | 0.020352 | 0.031013 | 0 | 0 | 0.020759 | 0.031633 | 0 | 0 | 0.021174 | 0.032266 | 0 | 0 | 0.021598 | 0.032911 | 0 | 0 | 0.02203 | 0.033569 | 0 | 0 | 0.02247 | 0.034241 | 0 | 0 | 0.02292 | 0.034926 | 0 | 0 | 0.023378 | 0.035624 | 0 | 0 | 0.023846 | 0.036336 | 0 | 0 | 0.024291 | 0.037015 | 0 | 0 | 0.024745 | 0.037706 | 0 | 0 | 0.025199 | 0.038398 | 0
T&D ($/annual kWh) | 0 | 33-S29-SIC29Petroleum&CoalProducts-LIGHT | 7 | TD:0:33-S29-SIC29Petroleum&CoalProducts-LIGHT:7 | 0 | 0.0070213 | 0.010699 | 0 | 0 | 0.0071617 | 0.010913 | 0 | 0 | 0.0073049 | 0.011131 | 0 | 0 | 0.007451 | 0.011354 | 0 | 0 | 0.0076001 | 0.011581 | 0 | 0 | 0.0077521 | 0.011813 | 0 | 0 | 0.0079071 | 0.012049 | 0 | 0 | 0.0080652 | 0.01229 | 0 | 0 | 0.0082265 | 0.012536 | 0 | 0 | 0.0083911 | 0.012786 | 0 | 0 | 0.0085589 | 0.013042 | 0 | 0 | 0.0087301 | 0.013303 | 0 | 0 | 0.0089047 | 0.013569 | 0 | 0 | 0.0090828 | 0.01384 | 0 | 0 | 0.0092644 | 0.014117 | 0 | 0 | 0.0094497 | 0.0144 | 0 | 0 | 0.0096387 | 0.014688 | 0 | 0 | 0.0098315 | 0.014981 | 0 | 0 | 0.010028 | 0.015281 | 0 | 0 | 0.010229 | 0.015587 | 0 | 0 | 0.010433 | 0.015898 | 0 | 0 | 0.010642 | 0.016216 | 0 | 0 | 0.01084 | 0.016519 | 0 | 0 | 0.011043 | 0.016828 | 0 | 0 | 0.011246 | 0.017136 | 0
T&D ($/annual kWh) | 0 | 33-S29-SIC29Petroleum&CoalProducts-LIGHT | 10 | TD:0:33-S29-SIC29Petroleum&CoalProducts-LIGHT:10 | 0 | 0.0083072 | 0.012659 | 0 | 0 | 0.0084733 | 0.012912 | 0 | 0 | 0.0086428 | 0.01317 | 0 | 0 | 0.0088157 | 0.013433 | 0 | 0 | 0.008992 | 0.013702 | 0 | 0 | 0.0091718 | 0.013976 | 0 | 0 | 0.0093553 | 0.014256 | 0 | 0 | 0.0095424 | 0.014541 | 0 | 0 | 0.0097332 | 0.014832 | 0 | 0 | 0.0099279 | 0.015128 | 0 | 0 | 0.010126 | 0.015431 | 0 | 0 | 0.010329 | 0.015739 | 0 | 0 | 0.010536 | 0.016054 | 0 | 0 | 0.010746 | 0.016375 | 0 | 0 | 0.010961 | 0.016703 | 0 | 0 | 0.01118 | 0.017037 | 0 | 0 | 0.011404 | 0.017378 | 0 | 0 | 0.011632 | 0.017725 | 0 | 0 | 0.011865 | 0.01808 | 0 | 0 | 0.012102 | 0.018441 | 0 | 0 | 0.012344 | 0.01881 | 0 | 0 | 0.012591 | 0.019186 | 0 | 0 | 0.012826 | 0.019544 | 0 | 0 | 0.013066 | 0.019909 | 0 | 0 | 0.013305 | 0.020275 | 0
T&D ($/annual kWh) | 0 | 33-S29-SIC29Petroleum&CoalProducts-LIGHT | 14 | TD:0:33-S29-SIC29Petroleum&CoalProducts-LIGHT:14 | 0 | 0.0083881 | 0.012782 | 0 | 0 | 0.0085559 | 0.013038 | 0 | 0 | 0.008727 | 0.013298 | 0 | 0 | 0.0089015 | 0.013564 | 0 | 0 | 0.0090796 | 0.013836 | 0 | 0 | 0.0092612 | 0.014112 | 0 | 0 | 0.0094464 | 0.014394 | 0 | 0 | 0.0096353 | 0.014682 | 0 | 0 | 0.009828 | 0.014976 | 0 | 0 | 0.010025 | 0.015276 | 0 | 0 | 0.010225 | 0.015581 | 0 | 0 | 0.01043 | 0.015893 | 0 | 0 | 0.010638 | 0.016211 | 0 | 0 | 0.010851 | 0.016535 | 0 | 0 | 0.011068 | 0.016865 | 0 | 0 | 0.011289 | 0.017203 | 0 | 0 | 0.011515 | 0.017547 | 0 | 0 | 0.011745 | 0.017898 | 0 | 0 | 0.01198 | 0.018256 | 0 | 0 | 0.01222 | 0.018621 | 0 | 0 | 0.012464 | 0.018993 | 0 | 0 | 0.012714 | 0.019373 | 0 | 0 | 0.012951 | 0.019735 | 0 | 0 | 0.013193 | 0.020103 | 0 | 0 | 0.013435 | 0.020472 | 0
T&D ($/annual kWh) | 0 | 33-S29-SIC29Petroleum&CoalProducts-LIGHT | 15 | TD:0:33-S29-SIC29Petroleum&CoalProducts-LIGHT:15 | 0 | 0.0084286 | 0.012843 | 0 | 0 | 0.0085971 | 0.0131 | 0 | 0 | 0.0087691 | 0.013362 | 0 | 0 | 0.0089445 | 0.013629 | 0 | 0 | 0.0091233 | 0.013902 | 0 | 0 | 0.0093058 | 0.01418 | 0 | 0 | 0.0094919 | 0.014463 | 0 | 0 | 0.0096818 | 0.014752 | 0 | 0 | 0.0098754 | 0.015047 | 0 | 0 | 0.010073 | 0.015348 | 0 | 0 | 0.010274 | 0.015655 | 0 | 0 | 0.01048 | 0.015968 | 0 | 0 | 0.010689 | 0.016288 | 0 | 0 | 0.010903 | 0.016614 | 0 | 0 | 0.011121 | 0.016946 | 0 | 0 | 0.011344 | 0.017285 | 0 | 0 | 0.011571 | 0.01763 | 0 | 0 | 0.011802 | 0.017983 | 0 | 0 | 0.012038 | 0.018343 | 0 | 0 | 0.012279 | 0.01871 | 0 | 0 | 0.012524 | 0.019084 | 0 | 0 | 0.012775 | 0.019465 | 0 | 0 | 0.013013 | 0.019829 | 0 | 0 | 0.013256 | 0.020199 | 0 | 0 | 0.0135 | 0.02057 | 0
T&D ($/annual kWh) | 0 | 33-S29-SIC29Petroleum&CoalProducts-LIGHT | SYSTEM | TD:0:33-S29-SIC29Petroleum&CoalProducts-LIGHT:SYSTEM | 0 | 0.0070213 | 0.010699 | 0 | 0 | 0.0071617 | 0.010913 | 0 | 0 | 0.0073049 | 0.011131 | 0 | 0 | 0.007451 | 0.011354 | 0 | 0 | 0.0076001 | 0.011581 | 0 | 0 | 0.0077521 | 0.011813 | 0 | 0 | 0.0079071 | 0.012049 | 0 | 0 | 0.0080652 | 0.01229 | 0 | 0 | 0.0082265 | 0.012536 | 0 | 0 | 0.0083911 | 0.012786 | 0 | 0 | 0.0085589 | 0.013042 | 0 | 0 | 0.0087301 | 0.013303 | 0 | 0 | 0.0089047 | 0.013569 | 0 | 0 | 0.0090828 | 0.01384 | 0 | 0 | 0.0092644 | 0.014117 | 0 | 0 | 0.0094497 | 0.0144 | 0 | 0 | 0.0096387 | 0.014688 | 0 | 0 | 0.0098315 | 0.014981 | 0 | 0 | 0.010028 | 0.015281 | 0 | 0 | 0.010229 | 0.015587 | 0 | 0 | 0.010433 | 0.015898 | 0 | 0 | 0.010642 | 0.016216 | 0 | 0 | 0.01084 | 0.016519 | 0 | 0 | 0.011043 | 0.016828 | 0 | 0 | 0.011246 | 0.017136 | 0
T&D ($/annual kWh) | 0 | 33-S29-SIC29Petroleum&CoalProducts-MOTOR | 7 | TD:0:33-S29-SIC29Petroleum&CoalProducts-MOTOR:7 | 0 | 0.0051879 | 0.0079053 | 0 | 0 | 0.0052916 | 0.0080634 | 0 | 0 | 0.0053974 | 0.0082247 | 0 | 0 | 0.0055054 | 0.0083892 | 0 | 0 | 0.0056155 | 0.0085569 | 0 | 0 | 0.0057278 | 0.0087281 | 0 | 0 | 0.0058424 | 0.0089026 | 0 | 0 | 0.0059592 | 0.0090807 | 0 | 0 | 0.0060784 | 0.0092623 | 0 | 0 | 0.0062 | 0.0094476 | 0 | 0 | 0.006324 | 0.0096365 | 0 | 0 | 0.0064504 | 0.0098292 | 0 | 0 | 0.0065795 | 0.010026 | 0 | 0 | 0.006711 | 0.010226 | 0 | 0 | 0.0068453 | 0.010431 | 0 | 0 | 0.0069822 | 0.010639 | 0 | 0 | 0.0071218 | 0.010852 | 0 | 0 | 0.0072642 | 0.011069 | 0 | 0 | 0.0074095 | 0.011291 | 0 | 0 | 0.0075577 | 0.011517 | 0 | 0 | 0.0077089 | 0.011747 | 0 | 0 | 0.0078631 | 0.011982 | 0 | 0 | 0.0080098 | 0.012205 | 0 | 0 | 0.0081595 | 0.012433 | 0 | 0 | 0.0083092 | 0.012662 | 0
T&D ($/annual kWh) | 0 | 33-S29-SIC29Petroleum&CoalProducts-MOTOR | 10 | TD:0:33-S29-SIC29Petroleum&CoalProducts-MOTOR:10 | 0 | 0.0057077 | 0.0086975 | 0 | 0 | 0.0058219 | 0.0088714 | 0 | 0 | 0.0059383 | 0.0090489 | 0 | 0 | 0.0060571 | 0.0092298 | 0 | 0 | 0.0061782 | 0.0094144 | 0 | 0 | 0.0063018 | 0.0096027 | 0 | 0 | 0.0064278 | 0.0097948 | 0 | 0 | 0.0065564 | 0.0099907 | 0 | 0 | 0.0066875 | 0.01019 | 0 | 0 | 0.0068213 | 0.010394 | 0 | 0 | 0.0069577 | 0.010602 | 0 | 0 | 0.0070968 | 0.010814 | 0 | 0 | 0.0072388 | 0.011031 | 0 | 0 | 0.0073835 | 0.011251 | 0 | 0 | 0.0075312 | 0.011476 | 0 | 0 | 0.0076818 | 0.011706 | 0 | 0 | 0.0078355 | 0.01194 | 0 | 0 | 0.0079922 | 0.012179 | 0 | 0 | 0.008152 | 0.012422 | 0 | 0 | 0.0083151 | 0.012671 | 0 | 0 | 0.0084814 | 0.012924 | 0 | 0 | 0.008651 | 0.013182 | 0 | 0 | 0.0088124 | 0.013428 | 0 | 0 | 0.0089771 | 0.013679 | 0 | 0 | 0.0091418 | 0.01393 | 0
T&D ($/annual kWh) | 0 | 33-S29-SIC29Petroleum&CoalProducts-MOTOR | 14 | TD:0:33-S29-SIC29Petroleum&CoalProducts-MOTOR:14 | 0 | 0.0057404 | 0.0087473 | 0 | 0 | 0.0058552 | 0.0089223 | 0 | 0 | 0.0059723 | 0.0091007 | 0 | 0 | 0.0060918 | 0.0092827 | 0 | 0 | 0.0062136 | 0.0094684 | 0 | 0 | 0.0063379 | 0.0096578 | 0 | 0 | 0.0064647 | 0.0098509 | 0 | 0 | 0.006594 | 0.010048 | 0 | 0 | 0.0067258 | 0.010249 | 0 | 0 | 0.0068604 | 0.010454 | 0 | 0 | 0.0069976 | 0.010663 | 0 | 0 | 0.0071375 | 0.010876 | 0 | 0 | 0.0072803 | 0.011094 | 0 | 0 | 0.0074259 | 0.011316 | 0 | 0 | 0.0075744 | 0.011542 | 0 | 0 | 0.0077259 | 0.011773 | 0 | 0 | 0.0078804 | 0.012008 | 0 | 0 | 0.008038 | 0.012248 | 0 | 0 | 0.0081988 | 0.012493 | 0 | 0 | 0.0083627 | 0.012743 | 0 | 0 | 0.00853 | 0.012998 | 0 | 0 | 0.0087006 | 0.013258 | 0 | 0 | 0.0088629 | 0.013505 | 0 | 0 | 0.0090286 | 0.013758 | 0 | 0 | 0.0091942 | 0.01401 | 0
T&D ($/annual kWh) | 0 | 33-S29-SIC29Petroleum&CoalProducts-MOTOR | 15 | TD:0:33-S29-SIC29Petroleum&CoalProducts-MOTOR:15 | 0 | 0.0057384 | 0.0087434 | 0 | 0 | 0.0058532 | 0.0089182 | 0 | 0 | 0.0059702 | 0.0090966 | 0 | 0 | 0.0060896 | 0.0092785 | 0 | 0 | 0.0062114 | 0.0094641 | 0 | 0 | 0.0063357 | 0.0096534 | 0 | 0 | 0.0064624 | 0.0098465 | 0 | 0 | 0.0065916 | 0.010043 | 0 | 0 | 0.0067235 | 0.010244 | 0 | 0 | 0.0068579 | 0.010449 | 0 | 0 | 0.0069951 | 0.010658 | 0 | 0 | 0.007135 | 0.010871 | 0 | 0 | 0.0072777 | 0.011089 | 0 | 0 | 0.0074232 | 0.01131 | 0 | 0 | 0.0075717 | 0.011537 | 0 | 0 | 0.0077231 | 0.011767 | 0 | 0 | 0.0078776 | 0.012003 | 0 | 0 | 0.0080352 | 0.012243 | 0 | 0 | 0.0081959 | 0.012488 | 0 | 0 | 0.0083598 | 0.012737 | 0 | 0 | 0.008527 | 0.012992 | 0 | 0 | 0.0086975 | 0.013252 | 0 | 0 | 0.0088598 | 0.013499 | 0 | 0 | 0.0090254 | 0.013752 | 0 | 0 | 0.009191 | 0.014004 | 0
T&D ($/annual kWh) | 0 | 33-S29-SIC29Petroleum&CoalProducts-MOTOR | SYSTEM | TD:0:33-S29-SIC29Petroleum&CoalProducts-MOTOR:SYSTEM | 0 | 0.0051879 | 0.0079053 | 0 | 0 | 0.0052916 | 0.0080634 | 0 | 0 | 0.0053974 | 0.0082247 | 0 | 0 | 0.0055054 | 0.0083892 | 0 | 0 | 0.0056155 | 0.0085569 | 0 | 0 | 0.0057278 | 0.0087281 | 0 | 0 | 0.0058424 | 0.0089026 | 0 | 0 | 0.0059592 | 0.0090807 | 0 | 0 | 0.0060784 | 0.0092623 | 0 | 0 | 0.0062 | 0.0094476 | 0 | 0 | 0.006324 | 0.0096365 | 0 | 0 | 0.0064504 | 0.0098292 | 0 | 0 | 0.0065795 | 0.010026 | 0 | 0 | 0.006711 | 0.010226 | 0 | 0 | 0.0068453 | 0.010431 | 0 | 0 | 0.0069822 | 0.010639 | 0 | 0 | 0.0071218 | 0.010852 | 0 | 0 | 0.0072642 | 0.011069 | 0 | 0 | 0.0074095 | 0.011291 | 0 | 0 | 0.0075577 | 0.011517 | 0 | 0 | 0.0077089 | 0.011747 | 0 | 0 | 0.0078631 | 0.011982 | 0 | 0 | 0.0080098 | 0.012205 | 0 | 0 | 0.0081595 | 0.012433 | 0 | 0 | 0.0083092 | 0.012662 | 0
T&D ($/annual kWh) | 0 | 33-S29-SIC29Petroleum&CoalProducts-PROC_OTH | 7 | TD:0:33-S29-SIC29Petroleum&CoalProducts-PROC_OTH:7 | 0 | 0.0051879 | 0.0079053 | 0 | 0 | 0.0052916 | 0.0080634 | 0 | 0 | 0.0053974 | 0.0082247 | 0 | 0 | 0.0055054 | 0.0083892 | 0 | 0 | 0.0056155 | 0.0085569 | 0 | 0 | 0.0057278 | 0.0087281 | 0 | 0 | 0.0058424 | 0.0089026 | 0 | 0 | 0.0059592 | 0.0090807 | 0 | 0 | 0.0060784 | 0.0092623 | 0 | 0 | 0.0062 | 0.0094476 | 0 | 0 | 0.006324 | 0.0096365 | 0 | 0 | 0.0064504 | 0.0098292 | 0 | 0 | 0.0065795 | 0.010026 | 0 | 0 | 0.006711 | 0.010226 | 0 | 0 | 0.0068453 | 0.010431 | 0 | 0 | 0.0069822 | 0.010639 | 0 | 0 | 0.0071218 | 0.010852 | 0 | 0 | 0.0072642 | 0.011069 | 0 | 0 | 0.0074095 | 0.011291 | 0 | 0 | 0.0075577 | 0.011517 | 0 | 0 | 0.0077089 | 0.011747 | 0 | 0 | 0.0078631 | 0.011982 | 0 | 0 | 0.0080098 | 0.012205 | 0 | 0 | 0.0081595 | 0.012433 | 0 | 0 | 0.0083092 | 0.012662 | 0
T&D ($/annual kWh) | 0 | 33-S29-SIC29Petroleum&CoalProducts-PROC_OTH | 10 | TD:0:33-S29-SIC29Petroleum&CoalProducts-PROC_OTH:10 | 0 | 0.0057077 | 0.0086975 | 0 | 0 | 0.0058219 | 0.0088714 | 0 | 0 | 0.0059383 | 0.0090489 | 0 | 0 | 0.0060571 | 0.0092298 | 0 | 0 | 0.0061782 | 0.0094144 | 0 | 0 | 0.0063018 | 0.0096027 | 0 | 0 | 0.0064278 | 0.0097948 | 0 | 0 | 0.0065564 | 0.0099907 | 0 | 0 | 0.0066875 | 0.01019 | 0 | 0 | 0.0068213 | 0.010394 | 0 | 0 | 0.0069577 | 0.010602 | 0 | 0 | 0.0070968 | 0.010814 | 0 | 0 | 0.0072388 | 0.011031 | 0 | 0 | 0.0073835 | 0.011251 | 0 | 0 | 0.0075312 | 0.011476 | 0 | 0 | 0.0076818 | 0.011706 | 0 | 0 | 0.0078355 | 0.01194 | 0 | 0 | 0.0079922 | 0.012179 | 0 | 0 | 0.008152 | 0.012422 | 0 | 0 | 0.0083151 | 0.012671 | 0 | 0 | 0.0084814 | 0.012924 | 0 | 0 | 0.008651 | 0.013182 | 0 | 0 | 0.0088124 | 0.013428 | 0 | 0 | 0.0089771 | 0.013679 | 0 | 0 | 0.0091418 | 0.01393 | 0
T&D ($/annual kWh) | 0 | 33-S29-SIC29Petroleum&CoalProducts-PROC_OTH | 14 | TD:0:33-S29-SIC29Petroleum&CoalProducts-PROC_OTH:14 | 0 | 0.0057404 | 0.0087473 | 0 | 0 | 0.0058552 | 0.0089223 | 0 | 0 | 0.0059723 | 0.0091007 | 0 | 0 | 0.0060918 | 0.0092827 | 0 | 0 | 0.0062136 | 0.0094684 | 0 | 0 | 0.0063379 | 0.0096578 | 0 | 0 | 0.0064647 | 0.0098509 | 0 | 0 | 0.006594 | 0.010048 | 0 | 0 | 0.0067258 | 0.010249 | 0 | 0 | 0.0068604 | 0.010454 | 0 | 0 | 0.0069976 | 0.010663 | 0 | 0 | 0.0071375 | 0.010876 | 0 | 0 | 0.0072803 | 0.011094 | 0 | 0 | 0.0074259 | 0.011316 | 0 | 0 | 0.0075744 | 0.011542 | 0 | 0 | 0.0077259 | 0.011773 | 0 | 0 | 0.0078804 | 0.012008 | 0 | 0 | 0.008038 | 0.012248 | 0 | 0 | 0.0081988 | 0.012493 | 0 | 0 | 0.0083627 | 0.012743 | 0 | 0 | 0.00853 | 0.012998 | 0 | 0 | 0.0087006 | 0.013258 | 0 | 0 | 0.0088629 | 0.013505 | 0 | 0 | 0.0090286 | 0.013758 | 0 | 0 | 0.0091942 | 0.01401 | 0
T&D ($/annual kWh) | 0 | 33-S29-SIC29Petroleum&CoalProducts-PROC_OTH | 15 | TD:0:33-S29-SIC29Petroleum&CoalProducts-PROC_OTH:15 | 0 | 0.0057384 | 0.0087434 | 0 | 0 | 0.0058532 | 0.0089182 | 0 | 0 | 0.0059702 | 0.0090966 | 0 | 0 | 0.0060896 | 0.0092785 | 0 | 0 | 0.0062114 | 0.0094641 | 0 | 0 | 0.0063357 | 0.0096534 | 0 | 0 | 0.0064624 | 0.0098465 | 0 | 0 | 0.0065916 | 0.010043 | 0 | 0 | 0.0067235 | 0.010244 | 0 | 0 | 0.0068579 | 0.010449 | 0 | 0 | 0.0069951 | 0.010658 | 0 | 0 | 0.007135 | 0.010871 | 0 | 0 | 0.0072777 | 0.011089 | 0 | 0 | 0.0074232 | 0.01131 | 0 | 0 | 0.0075717 | 0.011537 | 0 | 0 | 0.0077231 | 0.011767 | 0 | 0 | 0.0078776 | 0.012003 | 0 | 0 | 0.0080352 | 0.012243 | 0 | 0 | 0.0081959 | 0.012488 | 0 | 0 | 0.0083598 | 0.012737 | 0 | 0 | 0.008527 | 0.012992 | 0 | 0 | 0.0086975 | 0.013252 | 0 | 0 | 0.0088598 | 0.013499 | 0 | 0 | 0.0090254 | 0.013752 | 0 | 0 | 0.009191 | 0.014004 | 0
T&D ($/annual kWh) | 0 | 33-S29-SIC29Petroleum&CoalProducts-PROC_OTH | SYSTEM | TD:0:33-S29-SIC29Petroleum&CoalProducts-PROC_OTH:SYSTEM | 0 | 0.0051879 | 0.0079053 | 0 | 0 | 0.0052916 | 0.0080634 | 0 | 0 | 0.0053974 | 0.0082247 | 0 | 0 | 0.0055054 | 0.0083892 | 0 | 0 | 0.0056155 | 0.0085569 | 0 | 0 | 0.0057278 | 0.0087281 | 0 | 0 | 0.0058424 | 0.0089026 | 0 | 0 | 0.0059592 | 0.0090807 | 0 | 0 | 0.0060784 | 0.0092623 | 0 | 0 | 0.0062 | 0.0094476 | 0 | 0 | 0.006324 | 0.0096365 | 0 | 0 | 0.0064504 | 0.0098292 | 0 | 0 | 0.0065795 | 0.010026 | 0 | 0 | 0.006711 | 0.010226 | 0 | 0 | 0.0068453 | 0.010431 | 0 | 0 | 0.0069822 | 0.010639 | 0 | 0 | 0.0071218 | 0.010852 | 0 | 0 | 0.0072642 | 0.011069 | 0 | 0 | 0.0074095 | 0.011291 | 0 | 0 | 0.0075577 | 0.011517 | 0 | 0 | 0.0077089 | 0.011747 | 0 | 0 | 0.0078631 | 0.011982 | 0 | 0 | 0.0080098 | 0.012205 | 0 | 0 | 0.0081595 | 0.012433 | 0 | 0 | 0.0083092 | 0.012662 | 0
T&D ($/annual kWh) | 0 | 34-S33-SIC33Metals-AG_PUMP | 7 | TD:0:34-S33-SIC33Metals-AG_PUMP:7 | 0 | 0.0068364 | 0.010417 | 0 | 0 | 0.0069731 | 0.010626 | 0 | 0 | 0.0071126 | 0.010838 | 0 | 0 | 0.0072548 | 0.011055 | 0 | 0 | 0.0073999 | 0.011276 | 0 | 0 | 0.0075479 | 0.011502 | 0 | 0 | 0.0076989 | 0.011732 | 0 | 0 | 0.0078529 | 0.011966 | 0 | 0 | 0.0080099 | 0.012206 | 0 | 0 | 0.0081701 | 0.01245 | 0 | 0 | 0.0083335 | 0.012699 | 0 | 0 | 0.0085002 | 0.012953 | 0 | 0 | 0.0086702 | 0.013212 | 0 | 0 | 0.0088436 | 0.013476 | 0 | 0 | 0.0090205 | 0.013745 | 0 | 0 | 0.0092009 | 0.01402 | 0 | 0 | 0.0093849 | 0.014301 | 0 | 0 | 0.0095726 | 0.014587 | 0 | 0 | 0.0097641 | 0.014879 | 0 | 0 | 0.0099593 | 0.015176 | 0 | 0 | 0.010159 | 0.01548 | 0 | 0 | 0.010362 | 0.015789 | 0 | 0 | 0.010555 | 0.016084 | 0 | 0 | 0.010752 | 0.016384 | 0 | 0 | 0.01095 | 0.016685 | 0
T&D ($/annual kWh) | 0 | 34-S33-SIC33Metals-AG_PUMP | 10 | TD:0:34-S33-SIC33Metals-AG_PUMP:10 | 0 | 0.0073621 | 0.011218 | 0 | 0 | 0.0075094 | 0.011443 | 0 | 0 | 0.0076595 | 0.011672 | 0 | 0 | 0.0078127 | 0.011905 | 0 | 0 | 0.007969 | 0.012143 | 0 | 0 | 0.0081284 | 0.012386 | 0 | 0 | 0.0082909 | 0.012634 | 0 | 0 | 0.0084568 | 0.012886 | 0 | 0 | 0.0086259 | 0.013144 | 0 | 0 | 0.0087984 | 0.013407 | 0 | 0 | 0.0089744 | 0.013675 | 0 | 0 | 0.0091539 | 0.013949 | 0 | 0 | 0.0093369 | 0.014228 | 0 | 0 | 0.0095237 | 0.014512 | 0 | 0 | 0.0097142 | 0.014803 | 0 | 0 | 0.0099084 | 0.015099 | 0 | 0 | 0.010107 | 0.015401 | 0 | 0 | 0.010309 | 0.015709 | 0 | 0 | 0.010515 | 0.016023 | 0 | 0 | 0.010725 | 0.016343 | 0 | 0 | 0.01094 | 0.01667 | 0 | 0 | 0.011159 | 0.017003 | 0 | 0 | 0.011367 | 0.017321 | 0 | 0 | 0.011579 | 0.017644 | 0 | 0 | 0.011792 | 0.017968 | 0
T&D ($/annual kWh) | 0 | 34-S33-SIC33Metals-AG_PUMP | 14 | TD:0:34-S33-SIC33Metals-AG_PUMP:14 | 0 | 0.0073952 | 0.011269 | 0 | 0 | 0.0075431 | 0.011494 | 0 | 0 | 0.007694 | 0.011724 | 0 | 0 | 0.0078478 | 0.011959 | 0 | 0 | 0.0080048 | 0.012198 | 0 | 0 | 0.0081649 | 0.012442 | 0 | 0 | 0.0083282 | 0.012691 | 0 | 0 | 0.0084948 | 0.012944 | 0 | 0 | 0.0086647 | 0.013203 | 0 | 0 | 0.0088379 | 0.013467 | 0 | 0 | 0.0090147 | 0.013737 | 0 | 0 | 0.009195 | 0.014011 | 0 | 0 | 0.0093789 | 0.014292 | 0 | 0 | 0.0095665 | 0.014577 | 0 | 0 | 0.0097578 | 0.014869 | 0 | 0 | 0.009953 | 0.015166 | 0 | 0 | 0.010152 | 0.01547 | 0 | 0 | 0.010355 | 0.015779 | 0 | 0 | 0.010562 | 0.016095 | 0 | 0 | 0.010773 | 0.016417 | 0 | 0 | 0.010989 | 0.016745 | 0 | 0 | 0.011209 | 0.01708 | 0 | 0 | 0.011418 | 0.017399 | 0 | 0 | 0.011631 | 0.017724 | 0 | 0 | 0.011845 | 0.018049 | 0
T&D ($/annual kWh) | 0 | 34-S33-SIC33Metals-AG_PUMP | 15 | TD:0:34-S33-SIC33Metals-AG_PUMP:15 | 0 | 0.0073799 | 0.011244 | 0 | 0 | 0.0075275 | 0.011469 | 0 | 0 | 0.007678 | 0.011699 | 0 | 0 | 0.0078316 | 0.011933 | 0 | 0 | 0.0079882 | 0.012171 | 0 | 0 | 0.008148 | 0.012415 | 0 | 0 | 0.008311 | 0.012663 | 0 | 0 | 0.0084772 | 0.012916 | 0 | 0 | 0.0086467 | 0.013175 | 0 | 0 | 0.0088197 | 0.013438 | 0 | 0 | 0.0089961 | 0.013707 | 0 | 0 | 0.009176 | 0.013981 | 0 | 0 | 0.0093595 | 0.014261 | 0 | 0 | 0.0095467 | 0.014546 | 0 | 0 | 0.0097376 | 0.014837 | 0 | 0 | 0.0099324 | 0.015133 | 0 | 0 | 0.010131 | 0.015436 | 0 | 0 | 0.010334 | 0.015745 | 0 | 0 | 0.01054 | 0.01606 | 0 | 0 | 0.010751 | 0.016381 | 0 | 0 | 0.010966 | 0.016708 | 0 | 0 | 0.011185 | 0.017043 | 0 | 0 | 0.011394 | 0.017361 | 0 | 0 | 0.011607 | 0.017685 | 0 | 0 | 0.01182 | 0.01801 | 0
T&D ($/annual kWh) | 0 | 34-S33-SIC33Metals-AG_PUMP | SYSTEM | TD:0:34-S33-SIC33Metals-AG_PUMP:SYSTEM | 0 | 0.0068364 | 0.010417 | 0 | 0 | 0.0069731 | 0.010626 | 0 | 0 | 0.0071126 | 0.010838 | 0 | 0 | 0.0072548 | 0.011055 | 0 | 0 | 0.0073999 | 0.011276 | 0 | 0 | 0.0075479 | 0.011502 | 0 | 0 | 0.0076989 | 0.011732 | 0 | 0 | 0.0078529 | 0.011966 | 0 | 0 | 0.0080099 | 0.012206 | 0 | 0 | 0.0081701 | 0.01245 | 0 | 0 | 0.0083335 | 0.012699 | 0 | 0 | 0.0085002 | 0.012953 | 0 | 0 | 0.0086702 | 0.013212 | 0 | 0 | 0.0088436 | 0.013476 | 0 | 0 | 0.0090205 | 0.013745 | 0 | 0 | 0.0092009 | 0.01402 | 0 | 0 | 0.0093849 | 0.014301 | 0 | 0 | 0.0095726 | 0.014587 | 0 | 0 | 0.0097641 | 0.014879 | 0 | 0 | 0.0099593 | 0.015176 | 0 | 0 | 0.010159 | 0.01548 | 0 | 0 | 0.010362 | 0.015789 | 0 | 0 | 0.010555 | 0.016084 | 0 | 0 | 0.010752 | 0.016384 | 0 | 0 | 0.01095 | 0.016685 | 0
T&D ($/annual kWh) | 0 | 34-S33-SIC33Metals-COMP_AIR | 7 | TD:0:34-S33-SIC33Metals-COMP_AIR:7 | 0 | 0.0051879 | 0.0079053 | 0 | 0 | 0.0052916 | 0.0080634 | 0 | 0 | 0.0053974 | 0.0082247 | 0 | 0 | 0.0055054 | 0.0083892 | 0 | 0 | 0.0056155 | 0.0085569 | 0 | 0 | 0.0057278 | 0.0087281 | 0 | 0 | 0.0058424 | 0.0089026 | 0 | 0 | 0.0059592 | 0.0090807 | 0 | 0 | 0.0060784 | 0.0092623 | 0 | 0 | 0.0062 | 0.0094476 | 0 | 0 | 0.006324 | 0.0096365 | 0 | 0 | 0.0064504 | 0.0098292 | 0 | 0 | 0.0065795 | 0.010026 | 0 | 0 | 0.006711 | 0.010226 | 0 | 0 | 0.0068453 | 0.010431 | 0 | 0 | 0.0069822 | 0.010639 | 0 | 0 | 0.0071218 | 0.010852 | 0 | 0 | 0.0072642 | 0.011069 | 0 | 0 | 0.0074095 | 0.011291 | 0 | 0 | 0.0075577 | 0.011517 | 0 | 0 | 0.0077089 | 0.011747 | 0 | 0 | 0.0078631 | 0.011982 | 0 | 0 | 0.0080098 | 0.012205 | 0 | 0 | 0.0081595 | 0.012433 | 0 | 0 | 0.0083092 | 0.012662 | 0
T&D ($/annual kWh) | 0 | 34-S33-SIC33Metals-COMP_AIR | 10 | TD:0:34-S33-SIC33Metals-COMP_AIR:10 | 0 | 0.0057077 | 0.0086975 | 0 | 0 | 0.0058219 | 0.0088714 | 0 | 0 | 0.0059383 | 0.0090489 | 0 | 0 | 0.0060571 | 0.0092298 | 0 | 0 | 0.0061782 | 0.0094144 | 0 | 0 | 0.0063018 | 0.0096027 | 0 | 0 | 0.0064278 | 0.0097948 | 0 | 0 | 0.0065564 | 0.0099907 | 0 | 0 | 0.0066875 | 0.01019 | 0 | 0 | 0.0068213 | 0.010394 | 0 | 0 | 0.0069577 | 0.010602 | 0 | 0 | 0.0070968 | 0.010814 | 0 | 0 | 0.0072388 | 0.011031 | 0 | 0 | 0.0073835 | 0.011251 | 0 | 0 | 0.0075312 | 0.011476 | 0 | 0 | 0.0076818 | 0.011706 | 0 | 0 | 0.0078355 | 0.01194 | 0 | 0 | 0.0079922 | 0.012179 | 0 | 0 | 0.008152 | 0.012422 | 0 | 0 | 0.0083151 | 0.012671 | 0 | 0 | 0.0084814 | 0.012924 | 0 | 0 | 0.008651 | 0.013182 | 0 | 0 | 0.0088124 | 0.013428 | 0 | 0 | 0.0089771 | 0.013679 | 0 | 0 | 0.0091418 | 0.01393 | 0
T&D ($/annual kWh) | 0 | 34-S33-SIC33Metals-COMP_AIR | 14 | TD:0:34-S33-SIC33Metals-COMP_AIR:14 | 0 | 0.0057404 | 0.0087473 | 0 | 0 | 0.0058552 | 0.0089223 | 0 | 0 | 0.0059723 | 0.0091007 | 0 | 0 | 0.0060918 | 0.0092827 | 0 | 0 | 0.0062136 | 0.0094684 | 0 | 0 | 0.0063379 | 0.0096578 | 0 | 0 | 0.0064647 | 0.0098509 | 0 | 0 | 0.006594 | 0.010048 | 0 | 0 | 0.0067258 | 0.010249 | 0 | 0 | 0.0068604 | 0.010454 | 0 | 0 | 0.0069976 | 0.010663 | 0 | 0 | 0.0071375 | 0.010876 | 0 | 0 | 0.0072803 | 0.011094 | 0 | 0 | 0.0074259 | 0.011316 | 0 | 0 | 0.0075744 | 0.011542 | 0 | 0 | 0.0077259 | 0.011773 | 0 | 0 | 0.0078804 | 0.012008 | 0 | 0 | 0.008038 | 0.012248 | 0 | 0 | 0.0081988 | 0.012493 | 0 | 0 | 0.0083627 | 0.012743 | 0 | 0 | 0.00853 | 0.012998 | 0 | 0 | 0.0087006 | 0.013258 | 0 | 0 | 0.0088629 | 0.013505 | 0 | 0 | 0.0090286 | 0.013758 | 0 | 0 | 0.0091942 | 0.01401 | 0
T&D ($/annual kWh) | 0 | 34-S33-SIC33Metals-COMP_AIR | 15 | TD:0:34-S33-SIC33Metals-COMP_AIR:15 | 0 | 0.0057384 | 0.0087434 | 0 | 0 | 0.0058532 | 0.0089182 | 0 | 0 | 0.0059702 | 0.0090966 | 0 | 0 | 0.0060896 | 0.0092785 | 0 | 0 | 0.0062114 | 0.0094641 | 0 | 0 | 0.0063357 | 0.0096534 | 0 | 0 | 0.0064624 | 0.0098465 | 0 | 0 | 0.0065916 | 0.010043 | 0 | 0 | 0.0067235 | 0.010244 | 0 | 0 | 0.0068579 | 0.010449 | 0 | 0 | 0.0069951 | 0.010658 | 0 | 0 | 0.007135 | 0.010871 | 0 | 0 | 0.0072777 | 0.011089 | 0 | 0 | 0.0074232 | 0.01131 | 0 | 0 | 0.0075717 | 0.011537 | 0 | 0 | 0.0077231 | 0.011767 | 0 | 0 | 0.0078776 | 0.012003 | 0 | 0 | 0.0080352 | 0.012243 | 0 | 0 | 0.0081959 | 0.012488 | 0 | 0 | 0.0083598 | 0.012737 | 0 | 0 | 0.008527 | 0.012992 | 0 | 0 | 0.0086975 | 0.013252 | 0 | 0 | 0.0088598 | 0.013499 | 0 | 0 | 0.0090254 | 0.013752 | 0 | 0 | 0.009191 | 0.014004 | 0
T&D ($/annual kWh) | 0 | 34-S33-SIC33Metals-COMP_AIR | SYSTEM | TD:0:34-S33-SIC33Metals-COMP_AIR:SYSTEM | 0 | 0.0051879 | 0.0079053 | 0 | 0 | 0.0052916 | 0.0080634 | 0 | 0 | 0.0053974 | 0.0082247 | 0 | 0 | 0.0055054 | 0.0083892 | 0 | 0 | 0.0056155 | 0.0085569 | 0 | 0 | 0.0057278 | 0.0087281 | 0 | 0 | 0.0058424 | 0.0089026 | 0 | 0 | 0.0059592 | 0.0090807 | 0 | 0 | 0.0060784 | 0.0092623 | 0 | 0 | 0.0062 | 0.0094476 | 0 | 0 | 0.006324 | 0.0096365 | 0 | 0 | 0.0064504 | 0.0098292 | 0 | 0 | 0.0065795 | 0.010026 | 0 | 0 | 0.006711 | 0.010226 | 0 | 0 | 0.0068453 | 0.010431 | 0 | 0 | 0.0069822 | 0.010639 | 0 | 0 | 0.0071218 | 0.010852 | 0 | 0 | 0.0072642 | 0.011069 | 0 | 0 | 0.0074095 | 0.011291 | 0 | 0 | 0.0075577 | 0.011517 | 0 | 0 | 0.0077089 | 0.011747 | 0 | 0 | 0.0078631 | 0.011982 | 0 | 0 | 0.0080098 | 0.012205 | 0 | 0 | 0.0081595 | 0.012433 | 0 | 0 | 0.0083092 | 0.012662 | 0
T&D ($/annual kWh) | 0 | 34-S33-SIC33Metals-COOL | 7 | TD:0:34-S33-SIC33Metals-COOL:7 | 0 | 0.015733 | 0.023974 | 0 | 0 | 0.016048 | 0.024453 | 0 | 0 | 0.016369 | 0.024942 | 0 | 0 | 0.016696 | 0.025441 | 0 | 0 | 0.01703 | 0.02595 | 0 | 0 | 0.01737 | 0.026469 | 0 | 0 | 0.017718 | 0.026999 | 0 | 0 | 0.018072 | 0.027539 | 0 | 0 | 0.018434 | 0.028089 | 0 | 0 | 0.018802 | 0.028651 | 0 | 0 | 0.019178 | 0.029224 | 0 | 0 | 0.019562 | 0.029809 | 0 | 0 | 0.019953 | 0.030405 | 0 | 0 | 0.020352 | 0.031013 | 0 | 0 | 0.020759 | 0.031633 | 0 | 0 | 0.021174 | 0.032266 | 0 | 0 | 0.021598 | 0.032911 | 0 | 0 | 0.02203 | 0.033569 | 0 | 0 | 0.02247 | 0.034241 | 0 | 0 | 0.02292 | 0.034926 | 0 | 0 | 0.023378 | 0.035624 | 0 | 0 | 0.023846 | 0.036336 | 0 | 0 | 0.024291 | 0.037015 | 0 | 0 | 0.024745 | 0.037706 | 0 | 0 | 0.025199 | 0.038398 | 0
T&D ($/annual kWh) | 0 | 34-S33-SIC33Metals-COOL | 10 | TD:0:34-S33-SIC33Metals-COOL:10 | 0 | 0.019887 | 0.030303 | 0 | 0 | 0.020284 | 0.030909 | 0 | 0 | 0.02069 | 0.031528 | 0 | 0 | 0.021104 | 0.032158 | 0 | 0 | 0.021526 | 0.032801 | 0 | 0 | 0.021956 | 0.033457 | 0 | 0 | 0.022396 | 0.034127 | 0 | 0 | 0.022843 | 0.034809 | 0 | 0 | 0.0233 | 0.035505 | 0 | 0 | 0.023766 | 0.036215 | 0 | 0 | 0.024242 | 0.03694 | 0 | 0 | 0.024727 | 0.037679 | 0 | 0 | 0.025221 | 0.038432 | 0 | 0 | 0.025725 | 0.039201 | 0 | 0 | 0.02624 | 0.039985 | 0 | 0 | 0.026765 | 0.040784 | 0 | 0 | 0.0273 | 0.0416 | 0 | 0 | 0.027846 | 0.042432 | 0 | 0 | 0.028403 | 0.043281 | 0 | 0 | 0.028971 | 0.044146 | 0 | 0 | 0.02955 | 0.045029 | 0 | 0 | 0.030141 | 0.04593 | 0 | 0 | 0.030704 | 0.046787 | 0 | 0 | 0.031278 | 0.047661 | 0 | 0 | 0.031852 | 0.048536 | 0
T&D ($/annual kWh) | 0 | 34-S33-SIC33Metals-COOL | 14 | TD:0:34-S33-SIC33Metals-COOL:14 | 0 | 0.020148 | 0.030702 | 0 | 0 | 0.020551 | 0.031316 | 0 | 0 | 0.020962 | 0.031942 | 0 | 0 | 0.021381 | 0.032581 | 0 | 0 | 0.021809 | 0.033233 | 0 | 0 | 0.022245 | 0.033897 | 0 | 0 | 0.02269 | 0.034575 | 0 | 0 | 0.023144 | 0.035267 | 0 | 0 | 0.023607 | 0.035972 | 0 | 0 | 0.024079 | 0.036691 | 0 | 0 | 0.02456 | 0.037425 | 0 | 0 | 0.025051 | 0.038174 | 0 | 0 | 0.025553 | 0.038937 | 0 | 0 | 0.026064 | 0.039716 | 0 | 0 | 0.026585 | 0.04051 | 0 | 0 | 0.027117 | 0.04132 | 0 | 0 | 0.027659 | 0.042147 | 0 | 0 | 0.028212 | 0.04299 | 0 | 0 | 0.028776 | 0.04385 | 0 | 0 | 0.029352 | 0.044727 | 0 | 0 | 0.029939 | 0.045621 | 0 | 0 | 0.030538 | 0.046534 | 0 | 0 | 0.031107 | 0.047402 | 0 | 0 | 0.031689 | 0.048288 | 0 | 0 | 0.03227 | 0.049174 | 0
T&D ($/annual kWh) | 0 | 34-S33-SIC33Metals-COOL | 15 | TD:0:34-S33-SIC33Metals-COOL:15 | 0 | 0.020361 | 0.031024 | 0 | 0 | 0.020768 | 0.031645 | 0 | 0 | 0.021183 | 0.032278 | 0 | 0 | 0.021607 | 0.032923 | 0 | 0 | 0.022039 | 0.033582 | 0 | 0 | 0.02248 | 0.034253 | 0 | 0 | 0.022929 | 0.034938 | 0 | 0 | 0.023388 | 0.035637 | 0 | 0 | 0.023856 | 0.03635 | 0 | 0 | 0.024333 | 0.037077 | 0 | 0 | 0.024819 | 0.037819 | 0 | 0 | 0.025316 | 0.038575 | 0 | 0 | 0.025822 | 0.039346 | 0 | 0 | 0.026339 | 0.040133 | 0 | 0 | 0.026865 | 0.040936 | 0 | 0 | 0.027403 | 0.041755 | 0 | 0 | 0.027951 | 0.04259 | 0 | 0 | 0.02851 | 0.043442 | 0 | 0 | 0.02908 | 0.04431 | 0 | 0 | 0.029661 | 0.045197 | 0 | 0 | 0.030255 | 0.046101 | 0 | 0 | 0.03086 | 0.047023 | 0 | 0 | 0.031436 | 0.0479 | 0 | 0 | 0.032023 | 0.048795 | 0 | 0 | 0.032611 | 0.04969 | 0
T&D ($/annual kWh) | 0 | 34-S33-SIC33Metals-COOL | SYSTEM | TD:0:34-S33-SIC33Metals-COOL:SYSTEM | 0 | 0.015733 | 0.023974 | 0 | 0 | 0.016048 | 0.024453 | 0 | 0 | 0.016369 | 0.024942 | 0 | 0 | 0.016696 | 0.025441 | 0 | 0 | 0.01703 | 0.02595 | 0 | 0 | 0.01737 | 0.026469 | 0 | 0 | 0.017718 | 0.026999 | 0 | 0 | 0.018072 | 0.027539 | 0 | 0 | 0.018434 | 0.028089 | 0 | 0 | 0.018802 | 0.028651 | 0 | 0 | 0.019178 | 0.029224 | 0 | 0 | 0.019562 | 0.029809 | 0 | 0 | 0.019953 | 0.030405 | 0 | 0 | 0.020352 | 0.031013 | 0 | 0 | 0.020759 | 0.031633 | 0 | 0 | 0.021174 | 0.032266 | 0 | 0 | 0.021598 | 0.032911 | 0 | 0 | 0.02203 | 0.033569 | 0 | 0 | 0.02247 | 0.034241 | 0 | 0 | 0.02292 | 0.034926 | 0 | 0 | 0.023378 | 0.035624 | 0 | 0 | 0.023846 | 0.036336 | 0 | 0 | 0.024291 | 0.037015 | 0 | 0 | 0.024745 | 0.037706 | 0 | 0 | 0.025199 | 0.038398 | 0
T&D ($/annual kWh) | 0 | 34-S33-SIC33Metals-LIGHT | 7 | TD:0:34-S33-SIC33Metals-LIGHT:7 | 0 | 0.0070213 | 0.010699 | 0 | 0 | 0.0071617 | 0.010913 | 0 | 0 | 0.0073049 | 0.011131 | 0 | 0 | 0.007451 | 0.011354 | 0 | 0 | 0.0076001 | 0.011581 | 0 | 0 | 0.0077521 | 0.011813 | 0 | 0 | 0.0079071 | 0.012049 | 0 | 0 | 0.0080652 | 0.01229 | 0 | 0 | 0.0082265 | 0.012536 | 0 | 0 | 0.0083911 | 0.012786 | 0 | 0 | 0.0085589 | 0.013042 | 0 | 0 | 0.0087301 | 0.013303 | 0 | 0 | 0.0089047 | 0.013569 | 0 | 0 | 0.0090828 | 0.01384 | 0 | 0 | 0.0092644 | 0.014117 | 0 | 0 | 0.0094497 | 0.0144 | 0 | 0 | 0.0096387 | 0.014688 | 0 | 0 | 0.0098315 | 0.014981 | 0 | 0 | 0.010028 | 0.015281 | 0 | 0 | 0.010229 | 0.015587 | 0 | 0 | 0.010433 | 0.015898 | 0 | 0 | 0.010642 | 0.016216 | 0 | 0 | 0.01084 | 0.016519 | 0 | 0 | 0.011043 | 0.016828 | 0 | 0 | 0.011246 | 0.017136 | 0
T&D ($/annual kWh) | 0 | 34-S33-SIC33Metals-LIGHT | 10 | TD:0:34-S33-SIC33Metals-LIGHT:10 | 0 | 0.0083072 | 0.012659 | 0 | 0 | 0.0084733 | 0.012912 | 0 | 0 | 0.0086428 | 0.01317 | 0 | 0 | 0.0088157 | 0.013433 | 0 | 0 | 0.008992 | 0.013702 | 0 | 0 | 0.0091718 | 0.013976 | 0 | 0 | 0.0093553 | 0.014256 | 0 | 0 | 0.0095424 | 0.014541 | 0 | 0 | 0.0097332 | 0.014832 | 0 | 0 | 0.0099279 | 0.015128 | 0 | 0 | 0.010126 | 0.015431 | 0 | 0 | 0.010329 | 0.015739 | 0 | 0 | 0.010536 | 0.016054 | 0 | 0 | 0.010746 | 0.016375 | 0 | 0 | 0.010961 | 0.016703 | 0 | 0 | 0.01118 | 0.017037 | 0 | 0 | 0.011404 | 0.017378 | 0 | 0 | 0.011632 | 0.017725 | 0 | 0 | 0.011865 | 0.01808 | 0 | 0 | 0.012102 | 0.018441 | 0 | 0 | 0.012344 | 0.01881 | 0 | 0 | 0.012591 | 0.019186 | 0 | 0 | 0.012826 | 0.019544 | 0 | 0 | 0.013066 | 0.019909 | 0 | 0 | 0.013305 | 0.020275 | 0
T&D ($/annual kWh) | 0 | 34-S33-SIC33Metals-LIGHT | 14 | TD:0:34-S33-SIC33Metals-LIGHT:14 | 0 | 0.0083881 | 0.012782 | 0 | 0 | 0.0085559 | 0.013038 | 0 | 0 | 0.008727 | 0.013298 | 0 | 0 | 0.0089015 | 0.013564 | 0 | 0 | 0.0090796 | 0.013836 | 0 | 0 | 0.0092612 | 0.014112 | 0 | 0 | 0.0094464 | 0.014394 | 0 | 0 | 0.0096353 | 0.014682 | 0 | 0 | 0.009828 | 0.014976 | 0 | 0 | 0.010025 | 0.015276 | 0 | 0 | 0.010225 | 0.015581 | 0 | 0 | 0.01043 | 0.015893 | 0 | 0 | 0.010638 | 0.016211 | 0 | 0 | 0.010851 | 0.016535 | 0 | 0 | 0.011068 | 0.016865 | 0 | 0 | 0.011289 | 0.017203 | 0 | 0 | 0.011515 | 0.017547 | 0 | 0 | 0.011745 | 0.017898 | 0 | 0 | 0.01198 | 0.018256 | 0 | 0 | 0.01222 | 0.018621 | 0 | 0 | 0.012464 | 0.018993 | 0 | 0 | 0.012714 | 0.019373 | 0 | 0 | 0.012951 | 0.019735 | 0 | 0 | 0.013193 | 0.020103 | 0 | 0 | 0.013435 | 0.020472 | 0
T&D ($/annual kWh) | 0 | 34-S33-SIC33Metals-LIGHT | 15 | TD:0:34-S33-SIC33Metals-LIGHT:15 | 0 | 0.0084286 | 0.012843 | 0 | 0 | 0.0085971 | 0.0131 | 0 | 0 | 0.0087691 | 0.013362 | 0 | 0 | 0.0089445 | 0.013629 | 0 | 0 | 0.0091233 | 0.013902 | 0 | 0 | 0.0093058 | 0.01418 | 0 | 0 | 0.0094919 | 0.014463 | 0 | 0 | 0.0096818 | 0.014752 | 0 | 0 | 0.0098754 | 0.015047 | 0 | 0 | 0.010073 | 0.015348 | 0 | 0 | 0.010274 | 0.015655 | 0 | 0 | 0.01048 | 0.015968 | 0 | 0 | 0.010689 | 0.016288 | 0 | 0 | 0.010903 | 0.016614 | 0 | 0 | 0.011121 | 0.016946 | 0 | 0 | 0.011344 | 0.017285 | 0 | 0 | 0.011571 | 0.01763 | 0 | 0 | 0.011802 | 0.017983 | 0 | 0 | 0.012038 | 0.018343 | 0 | 0 | 0.012279 | 0.01871 | 0 | 0 | 0.012524 | 0.019084 | 0 | 0 | 0.012775 | 0.019465 | 0 | 0 | 0.013013 | 0.019829 | 0 | 0 | 0.013256 | 0.020199 | 0 | 0 | 0.0135 | 0.02057 | 0
T&D ($/annual kWh) | 0 | 34-S33-SIC33Metals-LIGHT | SYSTEM | TD:0:34-S33-SIC33Metals-LIGHT:SYSTEM | 0 | 0.0070213 | 0.010699 | 0 | 0 | 0.0071617 | 0.010913 | 0 | 0 | 0.0073049 | 0.011131 | 0 | 0 | 0.007451 | 0.011354 | 0 | 0 | 0.0076001 | 0.011581 | 0 | 0 | 0.0077521 | 0.011813 | 0 | 0 | 0.0079071 | 0.012049 | 0 | 0 | 0.0080652 | 0.01229 | 0 | 0 | 0.0082265 | 0.012536 | 0 | 0 | 0.0083911 | 0.012786 | 0 | 0 | 0.0085589 | 0.013042 | 0 | 0 | 0.0087301 | 0.013303 | 0 | 0 | 0.0089047 | 0.013569 | 0 | 0 | 0.0090828 | 0.01384 | 0 | 0 | 0.0092644 | 0.014117 | 0 | 0 | 0.0094497 | 0.0144 | 0 | 0 | 0.0096387 | 0.014688 | 0 | 0 | 0.0098315 | 0.014981 | 0 | 0 | 0.010028 | 0.015281 | 0 | 0 | 0.010229 | 0.015587 | 0 | 0 | 0.010433 | 0.015898 | 0 | 0 | 0.010642 | 0.016216 | 0 | 0 | 0.01084 | 0.016519 | 0 | 0 | 0.011043 | 0.016828 | 0 | 0 | 0.011246 | 0.017136 | 0
T&D ($/annual kWh) | 0 | 34-S33-SIC33Metals-MOTOR | 7 | TD:0:34-S33-SIC33Metals-MOTOR:7 | 0 | 0.0051879 | 0.0079053 | 0 | 0 | 0.0052916 | 0.0080634 | 0 | 0 | 0.0053974 | 0.0082247 | 0 | 0 | 0.0055054 | 0.0083892 | 0 | 0 | 0.0056155 | 0.0085569 | 0 | 0 | 0.0057278 | 0.0087281 | 0 | 0 | 0.0058424 | 0.0089026 | 0 | 0 | 0.0059592 | 0.0090807 | 0 | 0 | 0.0060784 | 0.0092623 | 0 | 0 | 0.0062 | 0.0094476 | 0 | 0 | 0.006324 | 0.0096365 | 0 | 0 | 0.0064504 | 0.0098292 | 0 | 0 | 0.0065795 | 0.010026 | 0 | 0 | 0.006711 | 0.010226 | 0 | 0 | 0.0068453 | 0.010431 | 0 | 0 | 0.0069822 | 0.010639 | 0 | 0 | 0.0071218 | 0.010852 | 0 | 0 | 0.0072642 | 0.011069 | 0 | 0 | 0.0074095 | 0.011291 | 0 | 0 | 0.0075577 | 0.011517 | 0 | 0 | 0.0077089 | 0.011747 | 0 | 0 | 0.0078631 | 0.011982 | 0 | 0 | 0.0080098 | 0.012205 | 0 | 0 | 0.0081595 | 0.012433 | 0 | 0 | 0.0083092 | 0.012662 | 0
T&D ($/annual kWh) | 0 | 34-S33-SIC33Metals-MOTOR | 10 | TD:0:34-S33-SIC33Metals-MOTOR:10 | 0 | 0.0057077 | 0.0086975 | 0 | 0 | 0.0058219 | 0.0088714 | 0 | 0 | 0.0059383 | 0.0090489 | 0 | 0 | 0.0060571 | 0.0092298 | 0 | 0 | 0.0061782 | 0.0094144 | 0 | 0 | 0.0063018 | 0.0096027 | 0 | 0 | 0.0064278 | 0.0097948 | 0 | 0 | 0.0065564 | 0.0099907 | 0 | 0 | 0.0066875 | 0.01019 | 0 | 0 | 0.0068213 | 0.010394 | 0 | 0 | 0.0069577 | 0.010602 | 0 | 0 | 0.0070968 | 0.010814 | 0 | 0 | 0.0072388 | 0.011031 | 0 | 0 | 0.0073835 | 0.011251 | 0 | 0 | 0.0075312 | 0.011476 | 0 | 0 | 0.0076818 | 0.011706 | 0 | 0 | 0.0078355 | 0.01194 | 0 | 0 | 0.0079922 | 0.012179 | 0 | 0 | 0.008152 | 0.012422 | 0 | 0 | 0.0083151 | 0.012671 | 0 | 0 | 0.0084814 | 0.012924 | 0 | 0 | 0.008651 | 0.013182 | 0 | 0 | 0.0088124 | 0.013428 | 0 | 0 | 0.0089771 | 0.013679 | 0 | 0 | 0.0091418 | 0.01393 | 0
T&D ($/annual kWh) | 0 | 34-S33-SIC33Metals-MOTOR | 14 | TD:0:34-S33-SIC33Metals-MOTOR:14 | 0 | 0.0057404 | 0.0087473 | 0 | 0 | 0.0058552 | 0.0089223 | 0 | 0 | 0.0059723 | 0.0091007 | 0 | 0 | 0.0060918 | 0.0092827 | 0 | 0 | 0.0062136 | 0.0094684 | 0 | 0 | 0.0063379 | 0.0096578 | 0 | 0 | 0.0064647 | 0.0098509 | 0 | 0 | 0.006594 | 0.010048 | 0 | 0 | 0.0067258 | 0.010249 | 0 | 0 | 0.0068604 | 0.010454 | 0 | 0 | 0.0069976 | 0.010663 | 0 | 0 | 0.0071375 | 0.010876 | 0 | 0 | 0.0072803 | 0.011094 | 0 | 0 | 0.0074259 | 0.011316 | 0 | 0 | 0.0075744 | 0.011542 | 0 | 0 | 0.0077259 | 0.011773 | 0 | 0 | 0.0078804 | 0.012008 | 0 | 0 | 0.008038 | 0.012248 | 0 | 0 | 0.0081988 | 0.012493 | 0 | 0 | 0.0083627 | 0.012743 | 0 | 0 | 0.00853 | 0.012998 | 0 | 0 | 0.0087006 | 0.013258 | 0 | 0 | 0.0088629 | 0.013505 | 0 | 0 | 0.0090286 | 0.013758 | 0 | 0 | 0.0091942 | 0.01401 | 0
T&D ($/annual kWh) | 0 | 34-S33-SIC33Metals-MOTOR | 15 | TD:0:34-S33-SIC33Metals-MOTOR:15 | 0 | 0.0057384 | 0.0087434 | 0 | 0 | 0.0058532 | 0.0089182 | 0 | 0 | 0.0059702 | 0.0090966 | 0 | 0 | 0.0060896 | 0.0092785 | 0 | 0 | 0.0062114 | 0.0094641 | 0 | 0 | 0.0063357 | 0.0096534 | 0 | 0 | 0.0064624 | 0.0098465 | 0 | 0 | 0.0065916 | 0.010043 | 0 | 0 | 0.0067235 | 0.010244 | 0 | 0 | 0.0068579 | 0.010449 | 0 | 0 | 0.0069951 | 0.010658 | 0 | 0 | 0.007135 | 0.010871 | 0 | 0 | 0.0072777 | 0.011089 | 0 | 0 | 0.0074232 | 0.01131 | 0 | 0 | 0.0075717 | 0.011537 | 0 | 0 | 0.0077231 | 0.011767 | 0 | 0 | 0.0078776 | 0.012003 | 0 | 0 | 0.0080352 | 0.012243 | 0 | 0 | 0.0081959 | 0.012488 | 0 | 0 | 0.0083598 | 0.012737 | 0 | 0 | 0.008527 | 0.012992 | 0 | 0 | 0.0086975 | 0.013252 | 0 | 0 | 0.0088598 | 0.013499 | 0 | 0 | 0.0090254 | 0.013752 | 0 | 0 | 0.009191 | 0.014004 | 0
T&D ($/annual kWh) | 0 | 34-S33-SIC33Metals-MOTOR | SYSTEM | TD:0:34-S33-SIC33Metals-MOTOR:SYSTEM | 0 | 0.0051879 | 0.0079053 | 0 | 0 | 0.0052916 | 0.0080634 | 0 | 0 | 0.0053974 | 0.0082247 | 0 | 0 | 0.0055054 | 0.0083892 | 0 | 0 | 0.0056155 | 0.0085569 | 0 | 0 | 0.0057278 | 0.0087281 | 0 | 0 | 0.0058424 | 0.0089026 | 0 | 0 | 0.0059592 | 0.0090807 | 0 | 0 | 0.0060784 | 0.0092623 | 0 | 0 | 0.0062 | 0.0094476 | 0 | 0 | 0.006324 | 0.0096365 | 0 | 0 | 0.0064504 | 0.0098292 | 0 | 0 | 0.0065795 | 0.010026 | 0 | 0 | 0.006711 | 0.010226 | 0 | 0 | 0.0068453 | 0.010431 | 0 | 0 | 0.0069822 | 0.010639 | 0 | 0 | 0.0071218 | 0.010852 | 0 | 0 | 0.0072642 | 0.011069 | 0 | 0 | 0.0074095 | 0.011291 | 0 | 0 | 0.0075577 | 0.011517 | 0 | 0 | 0.0077089 | 0.011747 | 0 | 0 | 0.0078631 | 0.011982 | 0 | 0 | 0.0080098 | 0.012205 | 0 | 0 | 0.0081595 | 0.012433 | 0 | 0 | 0.0083092 | 0.012662 | 0
T&D ($/annual kWh) | 0 | 34-S33-SIC33Metals-PROC_OTH | 7 | TD:0:34-S33-SIC33Metals-PROC_OTH:7 | 0 | 0.0051879 | 0.0079053 | 0 | 0 | 0.0052916 | 0.0080634 | 0 | 0 | 0.0053974 | 0.0082247 | 0 | 0 | 0.0055054 | 0.0083892 | 0 | 0 | 0.0056155 | 0.0085569 | 0 | 0 | 0.0057278 | 0.0087281 | 0 | 0 | 0.0058424 | 0.0089026 | 0 | 0 | 0.0059592 | 0.0090807 | 0 | 0 | 0.0060784 | 0.0092623 | 0 | 0 | 0.0062 | 0.0094476 | 0 | 0 | 0.006324 | 0.0096365 | 0 | 0 | 0.0064504 | 0.0098292 | 0 | 0 | 0.0065795 | 0.010026 | 0 | 0 | 0.006711 | 0.010226 | 0 | 0 | 0.0068453 | 0.010431 | 0 | 0 | 0.0069822 | 0.010639 | 0 | 0 | 0.0071218 | 0.010852 | 0 | 0 | 0.0072642 | 0.011069 | 0 | 0 | 0.0074095 | 0.011291 | 0 | 0 | 0.0075577 | 0.011517 | 0 | 0 | 0.0077089 | 0.011747 | 0 | 0 | 0.0078631 | 0.011982 | 0 | 0 | 0.0080098 | 0.012205 | 0 | 0 | 0.0081595 | 0.012433 | 0 | 0 | 0.0083092 | 0.012662 | 0
T&D ($/annual kWh) | 0 | 34-S33-SIC33Metals-PROC_OTH | 10 | TD:0:34-S33-SIC33Metals-PROC_OTH:10 | 0 | 0.0057077 | 0.0086975 | 0 | 0 | 0.0058219 | 0.0088714 | 0 | 0 | 0.0059383 | 0.0090489 | 0 | 0 | 0.0060571 | 0.0092298 | 0 | 0 | 0.0061782 | 0.0094144 | 0 | 0 | 0.0063018 | 0.0096027 | 0 | 0 | 0.0064278 | 0.0097948 | 0 | 0 | 0.0065564 | 0.0099907 | 0 | 0 | 0.0066875 | 0.01019 | 0 | 0 | 0.0068213 | 0.010394 | 0 | 0 | 0.0069577 | 0.010602 | 0 | 0 | 0.0070968 | 0.010814 | 0 | 0 | 0.0072388 | 0.011031 | 0 | 0 | 0.0073835 | 0.011251 | 0 | 0 | 0.0075312 | 0.011476 | 0 | 0 | 0.0076818 | 0.011706 | 0 | 0 | 0.0078355 | 0.01194 | 0 | 0 | 0.0079922 | 0.012179 | 0 | 0 | 0.008152 | 0.012422 | 0 | 0 | 0.0083151 | 0.012671 | 0 | 0 | 0.0084814 | 0.012924 | 0 | 0 | 0.008651 | 0.013182 | 0 | 0 | 0.0088124 | 0.013428 | 0 | 0 | 0.0089771 | 0.013679 | 0 | 0 | 0.0091418 | 0.01393 | 0
T&D ($/annual kWh) | 0 | 34-S33-SIC33Metals-PROC_OTH | 14 | TD:0:34-S33-SIC33Metals-PROC_OTH:14 | 0 | 0.0057404 | 0.0087473 | 0 | 0 | 0.0058552 | 0.0089223 | 0 | 0 | 0.0059723 | 0.0091007 | 0 | 0 | 0.0060918 | 0.0092827 | 0 | 0 | 0.0062136 | 0.0094684 | 0 | 0 | 0.0063379 | 0.0096578 | 0 | 0 | 0.0064647 | 0.0098509 | 0 | 0 | 0.006594 | 0.010048 | 0 | 0 | 0.0067258 | 0.010249 | 0 | 0 | 0.0068604 | 0.010454 | 0 | 0 | 0.0069976 | 0.010663 | 0 | 0 | 0.0071375 | 0.010876 | 0 | 0 | 0.0072803 | 0.011094 | 0 | 0 | 0.0074259 | 0.011316 | 0 | 0 | 0.0075744 | 0.011542 | 0 | 0 | 0.0077259 | 0.011773 | 0 | 0 | 0.0078804 | 0.012008 | 0 | 0 | 0.008038 | 0.012248 | 0 | 0 | 0.0081988 | 0.012493 | 0 | 0 | 0.0083627 | 0.012743 | 0 | 0 | 0.00853 | 0.012998 | 0 | 0 | 0.0087006 | 0.013258 | 0 | 0 | 0.0088629 | 0.013505 | 0 | 0 | 0.0090286 | 0.013758 | 0 | 0 | 0.0091942 | 0.01401 | 0
T&D ($/annual kWh) | 0 | 34-S33-SIC33Metals-PROC_OTH | 15 | TD:0:34-S33-SIC33Metals-PROC_OTH:15 | 0 | 0.0057384 | 0.0087434 | 0 | 0 | 0.0058532 | 0.0089182 | 0 | 0 | 0.0059702 | 0.0090966 | 0 | 0 | 0.0060896 | 0.0092785 | 0 | 0 | 0.0062114 | 0.0094641 | 0 | 0 | 0.0063357 | 0.0096534 | 0 | 0 | 0.0064624 | 0.0098465 | 0 | 0 | 0.0065916 | 0.010043 | 0 | 0 | 0.0067235 | 0.010244 | 0 | 0 | 0.0068579 | 0.010449 | 0 | 0 | 0.0069951 | 0.010658 | 0 | 0 | 0.007135 | 0.010871 | 0 | 0 | 0.0072777 | 0.011089 | 0 | 0 | 0.0074232 | 0.01131 | 0 | 0 | 0.0075717 | 0.011537 | 0 | 0 | 0.0077231 | 0.011767 | 0 | 0 | 0.0078776 | 0.012003 | 0 | 0 | 0.0080352 | 0.012243 | 0 | 0 | 0.0081959 | 0.012488 | 0 | 0 | 0.0083598 | 0.012737 | 0 | 0 | 0.008527 | 0.012992 | 0 | 0 | 0.0086975 | 0.013252 | 0 | 0 | 0.0088598 | 0.013499 | 0 | 0 | 0.0090254 | 0.013752 | 0 | 0 | 0.009191 | 0.014004 | 0
T&D ($/annual kWh) | 0 | 34-S33-SIC33Metals-PROC_OTH | SYSTEM | TD:0:34-S33-SIC33Metals-PROC_OTH:SYSTEM | 0 | 0.0051879 | 0.0079053 | 0 | 0 | 0.0052916 | 0.0080634 | 0 | 0 | 0.0053974 | 0.0082247 | 0 | 0 | 0.0055054 | 0.0083892 | 0 | 0 | 0.0056155 | 0.0085569 | 0 | 0 | 0.0057278 | 0.0087281 | 0 | 0 | 0.0058424 | 0.0089026 | 0 | 0 | 0.0059592 | 0.0090807 | 0 | 0 | 0.0060784 | 0.0092623 | 0 | 0 | 0.0062 | 0.0094476 | 0 | 0 | 0.006324 | 0.0096365 | 0 | 0 | 0.0064504 | 0.0098292 | 0 | 0 | 0.0065795 | 0.010026 | 0 | 0 | 0.006711 | 0.010226 | 0 | 0 | 0.0068453 | 0.010431 | 0 | 0 | 0.0069822 | 0.010639 | 0 | 0 | 0.0071218 | 0.010852 | 0 | 0 | 0.0072642 | 0.011069 | 0 | 0 | 0.0074095 | 0.011291 | 0 | 0 | 0.0075577 | 0.011517 | 0 | 0 | 0.0077089 | 0.011747 | 0 | 0 | 0.0078631 | 0.011982 | 0 | 0 | 0.0080098 | 0.012205 | 0 | 0 | 0.0081595 | 0.012433 | 0 | 0 | 0.0083092 | 0.012662 | 0
T&D ($/annual kWh) | 0 | 35-OTI-OtherIndustrial-AG_PUMP | 7 | TD:0:35-OTI-OtherIndustrial-AG_PUMP:7 | 0 | 0.0068364 | 0.010417 | 0 | 0 | 0.0069731 | 0.010626 | 0 | 0 | 0.0071126 | 0.010838 | 0 | 0 | 0.0072548 | 0.011055 | 0 | 0 | 0.0073999 | 0.011276 | 0 | 0 | 0.0075479 | 0.011502 | 0 | 0 | 0.0076989 | 0.011732 | 0 | 0 | 0.0078529 | 0.011966 | 0 | 0 | 0.0080099 | 0.012206 | 0 | 0 | 0.0081701 | 0.01245 | 0 | 0 | 0.0083335 | 0.012699 | 0 | 0 | 0.0085002 | 0.012953 | 0 | 0 | 0.0086702 | 0.013212 | 0 | 0 | 0.0088436 | 0.013476 | 0 | 0 | 0.0090205 | 0.013745 | 0 | 0 | 0.0092009 | 0.01402 | 0 | 0 | 0.0093849 | 0.014301 | 0 | 0 | 0.0095726 | 0.014587 | 0 | 0 | 0.0097641 | 0.014879 | 0 | 0 | 0.0099593 | 0.015176 | 0 | 0 | 0.010159 | 0.01548 | 0 | 0 | 0.010362 | 0.015789 | 0 | 0 | 0.010555 | 0.016084 | 0 | 0 | 0.010752 | 0.016384 | 0 | 0 | 0.01095 | 0.016685 | 0
T&D ($/annual kWh) | 0 | 35-OTI-OtherIndustrial-AG_PUMP | 10 | TD:0:35-OTI-OtherIndustrial-AG_PUMP:10 | 0 | 0.0073621 | 0.011218 | 0 | 0 | 0.0075094 | 0.011443 | 0 | 0 | 0.0076595 | 0.011672 | 0 | 0 | 0.0078127 | 0.011905 | 0 | 0 | 0.007969 | 0.012143 | 0 | 0 | 0.0081284 | 0.012386 | 0 | 0 | 0.0082909 | 0.012634 | 0 | 0 | 0.0084568 | 0.012886 | 0 | 0 | 0.0086259 | 0.013144 | 0 | 0 | 0.0087984 | 0.013407 | 0 | 0 | 0.0089744 | 0.013675 | 0 | 0 | 0.0091539 | 0.013949 | 0 | 0 | 0.0093369 | 0.014228 | 0 | 0 | 0.0095237 | 0.014512 | 0 | 0 | 0.0097142 | 0.014803 | 0 | 0 | 0.0099084 | 0.015099 | 0 | 0 | 0.010107 | 0.015401 | 0 | 0 | 0.010309 | 0.015709 | 0 | 0 | 0.010515 | 0.016023 | 0 | 0 | 0.010725 | 0.016343 | 0 | 0 | 0.01094 | 0.01667 | 0 | 0 | 0.011159 | 0.017003 | 0 | 0 | 0.011367 | 0.017321 | 0 | 0 | 0.011579 | 0.017644 | 0 | 0 | 0.011792 | 0.017968 | 0
T&D ($/annual kWh) | 0 | 35-OTI-OtherIndustrial-AG_PUMP | 14 | TD:0:35-OTI-OtherIndustrial-AG_PUMP:14 | 0 | 0.0073952 | 0.011269 | 0 | 0 | 0.0075431 | 0.011494 | 0 | 0 | 0.007694 | 0.011724 | 0 | 0 | 0.0078478 | 0.011959 | 0 | 0 | 0.0080048 | 0.012198 | 0 | 0 | 0.0081649 | 0.012442 | 0 | 0 | 0.0083282 | 0.012691 | 0 | 0 | 0.0084948 | 0.012944 | 0 | 0 | 0.0086647 | 0.013203 | 0 | 0 | 0.0088379 | 0.013467 | 0 | 0 | 0.0090147 | 0.013737 | 0 | 0 | 0.009195 | 0.014011 | 0 | 0 | 0.0093789 | 0.014292 | 0 | 0 | 0.0095665 | 0.014577 | 0 | 0 | 0.0097578 | 0.014869 | 0 | 0 | 0.009953 | 0.015166 | 0 | 0 | 0.010152 | 0.01547 | 0 | 0 | 0.010355 | 0.015779 | 0 | 0 | 0.010562 | 0.016095 | 0 | 0 | 0.010773 | 0.016417 | 0 | 0 | 0.010989 | 0.016745 | 0 | 0 | 0.011209 | 0.01708 | 0 | 0 | 0.011418 | 0.017399 | 0 | 0 | 0.011631 | 0.017724 | 0 | 0 | 0.011845 | 0.018049 | 0
T&D ($/annual kWh) | 0 | 35-OTI-OtherIndustrial-AG_PUMP | 15 | TD:0:35-OTI-OtherIndustrial-AG_PUMP:15 | 0 | 0.0073799 | 0.011244 | 0 | 0 | 0.0075275 | 0.011469 | 0 | 0 | 0.007678 | 0.011699 | 0 | 0 | 0.0078316 | 0.011933 | 0 | 0 | 0.0079882 | 0.012171 | 0 | 0 | 0.008148 | 0.012415 | 0 | 0 | 0.008311 | 0.012663 | 0 | 0 | 0.0084772 | 0.012916 | 0 | 0 | 0.0086467 | 0.013175 | 0 | 0 | 0.0088197 | 0.013438 | 0 | 0 | 0.0089961 | 0.013707 | 0 | 0 | 0.009176 | 0.013981 | 0 | 0 | 0.0093595 | 0.014261 | 0 | 0 | 0.0095467 | 0.014546 | 0 | 0 | 0.0097376 | 0.014837 | 0 | 0 | 0.0099324 | 0.015133 | 0 | 0 | 0.010131 | 0.015436 | 0 | 0 | 0.010334 | 0.015745 | 0 | 0 | 0.01054 | 0.01606 | 0 | 0 | 0.010751 | 0.016381 | 0 | 0 | 0.010966 | 0.016708 | 0 | 0 | 0.011185 | 0.017043 | 0 | 0 | 0.011394 | 0.017361 | 0 | 0 | 0.011607 | 0.017685 | 0 | 0 | 0.01182 | 0.01801 | 0
T&D ($/annual kWh) | 0 | 35-OTI-OtherIndustrial-AG_PUMP | SYSTEM | TD:0:35-OTI-OtherIndustrial-AG_PUMP:SYSTEM | 0 | 0.0068364 | 0.010417 | 0 | 0 | 0.0069731 | 0.010626 | 0 | 0 | 0.0071126 | 0.010838 | 0 | 0 | 0.0072548 | 0.011055 | 0 | 0 | 0.0073999 | 0.011276 | 0 | 0 | 0.0075479 | 0.011502 | 0 | 0 | 0.0076989 | 0.011732 | 0 | 0 | 0.0078529 | 0.011966 | 0 | 0 | 0.0080099 | 0.012206 | 0 | 0 | 0.0081701 | 0.01245 | 0 | 0 | 0.0083335 | 0.012699 | 0 | 0 | 0.0085002 | 0.012953 | 0 | 0 | 0.0086702 | 0.013212 | 0 | 0 | 0.0088436 | 0.013476 | 0 | 0 | 0.0090205 | 0.013745 | 0 | 0 | 0.0092009 | 0.01402 | 0 | 0 | 0.0093849 | 0.014301 | 0 | 0 | 0.0095726 | 0.014587 | 0 | 0 | 0.0097641 | 0.014879 | 0 | 0 | 0.0099593 | 0.015176 | 0 | 0 | 0.010159 | 0.01548 | 0 | 0 | 0.010362 | 0.015789 | 0 | 0 | 0.010555 | 0.016084 | 0 | 0 | 0.010752 | 0.016384 | 0 | 0 | 0.01095 | 0.016685 | 0
T&D ($/annual kWh) | 0 | 35-OTI-OtherIndustrial-COMP_AIR | 7 | TD:0:35-OTI-OtherIndustrial-COMP_AIR:7 | 0 | 0.0051879 | 0.0079053 | 0 | 0 | 0.0052916 | 0.0080634 | 0 | 0 | 0.0053974 | 0.0082247 | 0 | 0 | 0.0055054 | 0.0083892 | 0 | 0 | 0.0056155 | 0.0085569 | 0 | 0 | 0.0057278 | 0.0087281 | 0 | 0 | 0.0058424 | 0.0089026 | 0 | 0 | 0.0059592 | 0.0090807 | 0 | 0 | 0.0060784 | 0.0092623 | 0 | 0 | 0.0062 | 0.0094476 | 0 | 0 | 0.006324 | 0.0096365 | 0 | 0 | 0.0064504 | 0.0098292 | 0 | 0 | 0.0065795 | 0.010026 | 0 | 0 | 0.006711 | 0.010226 | 0 | 0 | 0.0068453 | 0.010431 | 0 | 0 | 0.0069822 | 0.010639 | 0 | 0 | 0.0071218 | 0.010852 | 0 | 0 | 0.0072642 | 0.011069 | 0 | 0 | 0.0074095 | 0.011291 | 0 | 0 | 0.0075577 | 0.011517 | 0 | 0 | 0.0077089 | 0.011747 | 0 | 0 | 0.0078631 | 0.011982 | 0 | 0 | 0.0080098 | 0.012205 | 0 | 0 | 0.0081595 | 0.012433 | 0 | 0 | 0.0083092 | 0.012662 | 0
T&D ($/annual kWh) | 0 | 35-OTI-OtherIndustrial-COMP_AIR | 10 | TD:0:35-OTI-OtherIndustrial-COMP_AIR:10 | 0 | 0.0057077 | 0.0086975 | 0 | 0 | 0.0058219 | 0.0088714 | 0 | 0 | 0.0059383 | 0.0090489 | 0 | 0 | 0.0060571 | 0.0092298 | 0 | 0 | 0.0061782 | 0.0094144 | 0 | 0 | 0.0063018 | 0.0096027 | 0 | 0 | 0.0064278 | 0.0097948 | 0 | 0 | 0.0065564 | 0.0099907 | 0 | 0 | 0.0066875 | 0.01019 | 0 | 0 | 0.0068213 | 0.010394 | 0 | 0 | 0.0069577 | 0.010602 | 0 | 0 | 0.0070968 | 0.010814 | 0 | 0 | 0.0072388 | 0.011031 | 0 | 0 | 0.0073835 | 0.011251 | 0 | 0 | 0.0075312 | 0.011476 | 0 | 0 | 0.0076818 | 0.011706 | 0 | 0 | 0.0078355 | 0.01194 | 0 | 0 | 0.0079922 | 0.012179 | 0 | 0 | 0.008152 | 0.012422 | 0 | 0 | 0.0083151 | 0.012671 | 0 | 0 | 0.0084814 | 0.012924 | 0 | 0 | 0.008651 | 0.013182 | 0 | 0 | 0.0088124 | 0.013428 | 0 | 0 | 0.0089771 | 0.013679 | 0 | 0 | 0.0091418 | 0.01393 | 0
T&D ($/annual kWh) | 0 | 35-OTI-OtherIndustrial-COMP_AIR | 14 | TD:0:35-OTI-OtherIndustrial-COMP_AIR:14 | 0 | 0.0057404 | 0.0087473 | 0 | 0 | 0.0058552 | 0.0089223 | 0 | 0 | 0.0059723 | 0.0091007 | 0 | 0 | 0.0060918 | 0.0092827 | 0 | 0 | 0.0062136 | 0.0094684 | 0 | 0 | 0.0063379 | 0.0096578 | 0 | 0 | 0.0064647 | 0.0098509 | 0 | 0 | 0.006594 | 0.010048 | 0 | 0 | 0.0067258 | 0.010249 | 0 | 0 | 0.0068604 | 0.010454 | 0 | 0 | 0.0069976 | 0.010663 | 0 | 0 | 0.0071375 | 0.010876 | 0 | 0 | 0.0072803 | 0.011094 | 0 | 0 | 0.0074259 | 0.011316 | 0 | 0 | 0.0075744 | 0.011542 | 0 | 0 | 0.0077259 | 0.011773 | 0 | 0 | 0.0078804 | 0.012008 | 0 | 0 | 0.008038 | 0.012248 | 0 | 0 | 0.0081988 | 0.012493 | 0 | 0 | 0.0083627 | 0.012743 | 0 | 0 | 0.00853 | 0.012998 | 0 | 0 | 0.0087006 | 0.013258 | 0 | 0 | 0.0088629 | 0.013505 | 0 | 0 | 0.0090286 | 0.013758 | 0 | 0 | 0.0091942 | 0.01401 | 0
T&D ($/annual kWh) | 0 | 35-OTI-OtherIndustrial-COMP_AIR | 15 | TD:0:35-OTI-OtherIndustrial-COMP_AIR:15 | 0 | 0.0057384 | 0.0087434 | 0 | 0 | 0.0058532 | 0.0089182 | 0 | 0 | 0.0059702 | 0.0090966 | 0 | 0 | 0.0060896 | 0.0092785 | 0 | 0 | 0.0062114 | 0.0094641 | 0 | 0 | 0.0063357 | 0.0096534 | 0 | 0 | 0.0064624 | 0.0098465 | 0 | 0 | 0.0065916 | 0.010043 | 0 | 0 | 0.0067235 | 0.010244 | 0 | 0 | 0.0068579 | 0.010449 | 0 | 0 | 0.0069951 | 0.010658 | 0 | 0 | 0.007135 | 0.010871 | 0 | 0 | 0.0072777 | 0.011089 | 0 | 0 | 0.0074232 | 0.01131 | 0 | 0 | 0.0075717 | 0.011537 | 0 | 0 | 0.0077231 | 0.011767 | 0 | 0 | 0.0078776 | 0.012003 | 0 | 0 | 0.0080352 | 0.012243 | 0 | 0 | 0.0081959 | 0.012488 | 0 | 0 | 0.0083598 | 0.012737 | 0 | 0 | 0.008527 | 0.012992 | 0 | 0 | 0.0086975 | 0.013252 | 0 | 0 | 0.0088598 | 0.013499 | 0 | 0 | 0.0090254 | 0.013752 | 0 | 0 | 0.009191 | 0.014004 | 0
T&D ($/annual kWh) | 0 | 35-OTI-OtherIndustrial-COMP_AIR | SYSTEM | TD:0:35-OTI-OtherIndustrial-COMP_AIR:SYSTEM | 0 | 0.0051879 | 0.0079053 | 0 | 0 | 0.0052916 | 0.0080634 | 0 | 0 | 0.0053974 | 0.0082247 | 0 | 0 | 0.0055054 | 0.0083892 | 0 | 0 | 0.0056155 | 0.0085569 | 0 | 0 | 0.0057278 | 0.0087281 | 0 | 0 | 0.0058424 | 0.0089026 | 0 | 0 | 0.0059592 | 0.0090807 | 0 | 0 | 0.0060784 | 0.0092623 | 0 | 0 | 0.0062 | 0.0094476 | 0 | 0 | 0.006324 | 0.0096365 | 0 | 0 | 0.0064504 | 0.0098292 | 0 | 0 | 0.0065795 | 0.010026 | 0 | 0 | 0.006711 | 0.010226 | 0 | 0 | 0.0068453 | 0.010431 | 0 | 0 | 0.0069822 | 0.010639 | 0 | 0 | 0.0071218 | 0.010852 | 0 | 0 | 0.0072642 | 0.011069 | 0 | 0 | 0.0074095 | 0.011291 | 0 | 0 | 0.0075577 | 0.011517 | 0 | 0 | 0.0077089 | 0.011747 | 0 | 0 | 0.0078631 | 0.011982 | 0 | 0 | 0.0080098 | 0.012205 | 0 | 0 | 0.0081595 | 0.012433 | 0 | 0 | 0.0083092 | 0.012662 | 0
T&D ($/annual kWh) | 0 | 35-OTI-OtherIndustrial-COOL | 7 | TD:0:35-OTI-OtherIndustrial-COOL:7 | 0 | 0.015733 | 0.023974 | 0 | 0 | 0.016048 | 0.024453 | 0 | 0 | 0.016369 | 0.024942 | 0 | 0 | 0.016696 | 0.025441 | 0 | 0 | 0.01703 | 0.02595 | 0 | 0 | 0.01737 | 0.026469 | 0 | 0 | 0.017718 | 0.026999 | 0 | 0 | 0.018072 | 0.027539 | 0 | 0 | 0.018434 | 0.028089 | 0 | 0 | 0.018802 | 0.028651 | 0 | 0 | 0.019178 | 0.029224 | 0 | 0 | 0.019562 | 0.029809 | 0 | 0 | 0.019953 | 0.030405 | 0 | 0 | 0.020352 | 0.031013 | 0 | 0 | 0.020759 | 0.031633 | 0 | 0 | 0.021174 | 0.032266 | 0 | 0 | 0.021598 | 0.032911 | 0 | 0 | 0.02203 | 0.033569 | 0 | 0 | 0.02247 | 0.034241 | 0 | 0 | 0.02292 | 0.034926 | 0 | 0 | 0.023378 | 0.035624 | 0 | 0 | 0.023846 | 0.036336 | 0 | 0 | 0.024291 | 0.037015 | 0 | 0 | 0.024745 | 0.037706 | 0 | 0 | 0.025199 | 0.038398 | 0
T&D ($/annual kWh) | 0 | 35-OTI-OtherIndustrial-COOL | 10 | TD:0:35-OTI-OtherIndustrial-COOL:10 | 0 | 0.019887 | 0.030303 | 0 | 0 | 0.020284 | 0.030909 | 0 | 0 | 0.02069 | 0.031528 | 0 | 0 | 0.021104 | 0.032158 | 0 | 0 | 0.021526 | 0.032801 | 0 | 0 | 0.021956 | 0.033457 | 0 | 0 | 0.022396 | 0.034127 | 0 | 0 | 0.022843 | 0.034809 | 0 | 0 | 0.0233 | 0.035505 | 0 | 0 | 0.023766 | 0.036215 | 0 | 0 | 0.024242 | 0.03694 | 0 | 0 | 0.024727 | 0.037679 | 0 | 0 | 0.025221 | 0.038432 | 0 | 0 | 0.025725 | 0.039201 | 0 | 0 | 0.02624 | 0.039985 | 0 | 0 | 0.026765 | 0.040784 | 0 | 0 | 0.0273 | 0.0416 | 0 | 0 | 0.027846 | 0.042432 | 0 | 0 | 0.028403 | 0.043281 | 0 | 0 | 0.028971 | 0.044146 | 0 | 0 | 0.02955 | 0.045029 | 0 | 0 | 0.030141 | 0.04593 | 0 | 0 | 0.030704 | 0.046787 | 0 | 0 | 0.031278 | 0.047661 | 0 | 0 | 0.031852 | 0.048536 | 0
T&D ($/annual kWh) | 0 | 35-OTI-OtherIndustrial-COOL | 14 | TD:0:35-OTI-OtherIndustrial-COOL:14 | 0 | 0.020148 | 0.030702 | 0 | 0 | 0.020551 | 0.031316 | 0 | 0 | 0.020962 | 0.031942 | 0 | 0 | 0.021381 | 0.032581 | 0 | 0 | 0.021809 | 0.033233 | 0 | 0 | 0.022245 | 0.033897 | 0 | 0 | 0.02269 | 0.034575 | 0 | 0 | 0.023144 | 0.035267 | 0 | 0 | 0.023607 | 0.035972 | 0 | 0 | 0.024079 | 0.036691 | 0 | 0 | 0.02456 | 0.037425 | 0 | 0 | 0.025051 | 0.038174 | 0 | 0 | 0.025553 | 0.038937 | 0 | 0 | 0.026064 | 0.039716 | 0 | 0 | 0.026585 | 0.04051 | 0 | 0 | 0.027117 | 0.04132 | 0 | 0 | 0.027659 | 0.042147 | 0 | 0 | 0.028212 | 0.04299 | 0 | 0 | 0.028776 | 0.04385 | 0 | 0 | 0.029352 | 0.044727 | 0 | 0 | 0.029939 | 0.045621 | 0 | 0 | 0.030538 | 0.046534 | 0 | 0 | 0.031107 | 0.047402 | 0 | 0 | 0.031689 | 0.048288 | 0 | 0 | 0.03227 | 0.049174 | 0
T&D ($/annual kWh) | 0 | 35-OTI-OtherIndustrial-COOL | 15 | TD:0:35-OTI-OtherIndustrial-COOL:15 | 0 | 0.020361 | 0.031024 | 0 | 0 | 0.020768 | 0.031645 | 0 | 0 | 0.021183 | 0.032278 | 0 | 0 | 0.021607 | 0.032923 | 0 | 0 | 0.022039 | 0.033582 | 0 | 0 | 0.02248 | 0.034253 | 0 | 0 | 0.022929 | 0.034938 | 0 | 0 | 0.023388 | 0.035637 | 0 | 0 | 0.023856 | 0.03635 | 0 | 0 | 0.024333 | 0.037077 | 0 | 0 | 0.024819 | 0.037819 | 0 | 0 | 0.025316 | 0.038575 | 0 | 0 | 0.025822 | 0.039346 | 0 | 0 | 0.026339 | 0.040133 | 0 | 0 | 0.026865 | 0.040936 | 0 | 0 | 0.027403 | 0.041755 | 0 | 0 | 0.027951 | 0.04259 | 0 | 0 | 0.02851 | 0.043442 | 0 | 0 | 0.02908 | 0.04431 | 0 | 0 | 0.029661 | 0.045197 | 0 | 0 | 0.030255 | 0.046101 | 0 | 0 | 0.03086 | 0.047023 | 0 | 0 | 0.031436 | 0.0479 | 0 | 0 | 0.032023 | 0.048795 | 0 | 0 | 0.032611 | 0.04969 | 0
T&D ($/annual kWh) | 0 | 35-OTI-OtherIndustrial-COOL | SYSTEM | TD:0:35-OTI-OtherIndustrial-COOL:SYSTEM | 0 | 0.015733 | 0.023974 | 0 | 0 | 0.016048 | 0.024453 | 0 | 0 | 0.016369 | 0.024942 | 0 | 0 | 0.016696 | 0.025441 | 0 | 0 | 0.01703 | 0.02595 | 0 | 0 | 0.01737 | 0.026469 | 0 | 0 | 0.017718 | 0.026999 | 0 | 0 | 0.018072 | 0.027539 | 0 | 0 | 0.018434 | 0.028089 | 0 | 0 | 0.018802 | 0.028651 | 0 | 0 | 0.019178 | 0.029224 | 0 | 0 | 0.019562 | 0.029809 | 0 | 0 | 0.019953 | 0.030405 | 0 | 0 | 0.020352 | 0.031013 | 0 | 0 | 0.020759 | 0.031633 | 0 | 0 | 0.021174 | 0.032266 | 0 | 0 | 0.021598 | 0.032911 | 0 | 0 | 0.02203 | 0.033569 | 0 | 0 | 0.02247 | 0.034241 | 0 | 0 | 0.02292 | 0.034926 | 0 | 0 | 0.023378 | 0.035624 | 0 | 0 | 0.023846 | 0.036336 | 0 | 0 | 0.024291 | 0.037015 | 0 | 0 | 0.024745 | 0.037706 | 0 | 0 | 0.025199 | 0.038398 | 0
T&D ($/annual kWh) | 0 | 35-OTI-OtherIndustrial-LIGHT | 7 | TD:0:35-OTI-OtherIndustrial-LIGHT:7 | 0 | 0.0070213 | 0.010699 | 0 | 0 | 0.0071617 | 0.010913 | 0 | 0 | 0.0073049 | 0.011131 | 0 | 0 | 0.007451 | 0.011354 | 0 | 0 | 0.0076001 | 0.011581 | 0 | 0 | 0.0077521 | 0.011813 | 0 | 0 | 0.0079071 | 0.012049 | 0 | 0 | 0.0080652 | 0.01229 | 0 | 0 | 0.0082265 | 0.012536 | 0 | 0 | 0.0083911 | 0.012786 | 0 | 0 | 0.0085589 | 0.013042 | 0 | 0 | 0.0087301 | 0.013303 | 0 | 0 | 0.0089047 | 0.013569 | 0 | 0 | 0.0090828 | 0.01384 | 0 | 0 | 0.0092644 | 0.014117 | 0 | 0 | 0.0094497 | 0.0144 | 0 | 0 | 0.0096387 | 0.014688 | 0 | 0 | 0.0098315 | 0.014981 | 0 | 0 | 0.010028 | 0.015281 | 0 | 0 | 0.010229 | 0.015587 | 0 | 0 | 0.010433 | 0.015898 | 0 | 0 | 0.010642 | 0.016216 | 0 | 0 | 0.01084 | 0.016519 | 0 | 0 | 0.011043 | 0.016828 | 0 | 0 | 0.011246 | 0.017136 | 0
T&D ($/annual kWh) | 0 | 35-OTI-OtherIndustrial-LIGHT | 10 | TD:0:35-OTI-OtherIndustrial-LIGHT:10 | 0 | 0.0083072 | 0.012659 | 0 | 0 | 0.0084733 | 0.012912 | 0 | 0 | 0.0086428 | 0.01317 | 0 | 0 | 0.0088157 | 0.013433 | 0 | 0 | 0.008992 | 0.013702 | 0 | 0 | 0.0091718 | 0.013976 | 0 | 0 | 0.0093553 | 0.014256 | 0 | 0 | 0.0095424 | 0.014541 | 0 | 0 | 0.0097332 | 0.014832 | 0 | 0 | 0.0099279 | 0.015128 | 0 | 0 | 0.010126 | 0.015431 | 0 | 0 | 0.010329 | 0.015739 | 0 | 0 | 0.010536 | 0.016054 | 0 | 0 | 0.010746 | 0.016375 | 0 | 0 | 0.010961 | 0.016703 | 0 | 0 | 0.01118 | 0.017037 | 0 | 0 | 0.011404 | 0.017378 | 0 | 0 | 0.011632 | 0.017725 | 0 | 0 | 0.011865 | 0.01808 | 0 | 0 | 0.012102 | 0.018441 | 0 | 0 | 0.012344 | 0.01881 | 0 | 0 | 0.012591 | 0.019186 | 0 | 0 | 0.012826 | 0.019544 | 0 | 0 | 0.013066 | 0.019909 | 0 | 0 | 0.013305 | 0.020275 | 0
T&D ($/annual kWh) | 0 | 35-OTI-OtherIndustrial-LIGHT | 14 | TD:0:35-OTI-OtherIndustrial-LIGHT:14 | 0 | 0.0083881 | 0.012782 | 0 | 0 | 0.0085559 | 0.013038 | 0 | 0 | 0.008727 | 0.013298 | 0 | 0 | 0.0089015 | 0.013564 | 0 | 0 | 0.0090796 | 0.013836 | 0 | 0 | 0.0092612 | 0.014112 | 0 | 0 | 0.0094464 | 0.014394 | 0 | 0 | 0.0096353 | 0.014682 | 0 | 0 | 0.009828 | 0.014976 | 0 | 0 | 0.010025 | 0.015276 | 0 | 0 | 0.010225 | 0.015581 | 0 | 0 | 0.01043 | 0.015893 | 0 | 0 | 0.010638 | 0.016211 | 0 | 0 | 0.010851 | 0.016535 | 0 | 0 | 0.011068 | 0.016865 | 0 | 0 | 0.011289 | 0.017203 | 0 | 0 | 0.011515 | 0.017547 | 0 | 0 | 0.011745 | 0.017898 | 0 | 0 | 0.01198 | 0.018256 | 0 | 0 | 0.01222 | 0.018621 | 0 | 0 | 0.012464 | 0.018993 | 0 | 0 | 0.012714 | 0.019373 | 0 | 0 | 0.012951 | 0.019735 | 0 | 0 | 0.013193 | 0.020103 | 0 | 0 | 0.013435 | 0.020472 | 0
T&D ($/annual kWh) | 0 | 35-OTI-OtherIndustrial-LIGHT | 15 | TD:0:35-OTI-OtherIndustrial-LIGHT:15 | 0 | 0.0084286 | 0.012843 | 0 | 0 | 0.0085971 | 0.0131 | 0 | 0 | 0.0087691 | 0.013362 | 0 | 0 | 0.0089445 | 0.013629 | 0 | 0 | 0.0091233 | 0.013902 | 0 | 0 | 0.0093058 | 0.01418 | 0 | 0 | 0.0094919 | 0.014463 | 0 | 0 | 0.0096818 | 0.014752 | 0 | 0 | 0.0098754 | 0.015047 | 0 | 0 | 0.010073 | 0.015348 | 0 | 0 | 0.010274 | 0.015655 | 0 | 0 | 0.01048 | 0.015968 | 0 | 0 | 0.010689 | 0.016288 | 0 | 0 | 0.010903 | 0.016614 | 0 | 0 | 0.011121 | 0.016946 | 0 | 0 | 0.011344 | 0.017285 | 0 | 0 | 0.011571 | 0.01763 | 0 | 0 | 0.011802 | 0.017983 | 0 | 0 | 0.012038 | 0.018343 | 0 | 0 | 0.012279 | 0.01871 | 0 | 0 | 0.012524 | 0.019084 | 0 | 0 | 0.012775 | 0.019465 | 0 | 0 | 0.013013 | 0.019829 | 0 | 0 | 0.013256 | 0.020199 | 0 | 0 | 0.0135 | 0.02057 | 0
T&D ($/annual kWh) | 0 | 35-OTI-OtherIndustrial-LIGHT | SYSTEM | TD:0:35-OTI-OtherIndustrial-LIGHT:SYSTEM | 0 | 0.0070213 | 0.010699 | 0 | 0 | 0.0071617 | 0.010913 | 0 | 0 | 0.0073049 | 0.011131 | 0 | 0 | 0.007451 | 0.011354 | 0 | 0 | 0.0076001 | 0.011581 | 0 | 0 | 0.0077521 | 0.011813 | 0 | 0 | 0.0079071 | 0.012049 | 0 | 0 | 0.0080652 | 0.01229 | 0 | 0 | 0.0082265 | 0.012536 | 0 | 0 | 0.0083911 | 0.012786 | 0 | 0 | 0.0085589 | 0.013042 | 0 | 0 | 0.0087301 | 0.013303 | 0 | 0 | 0.0089047 | 0.013569 | 0 | 0 | 0.0090828 | 0.01384 | 0 | 0 | 0.0092644 | 0.014117 | 0 | 0 | 0.0094497 | 0.0144 | 0 | 0 | 0.0096387 | 0.014688 | 0 | 0 | 0.0098315 | 0.014981 | 0 | 0 | 0.010028 | 0.015281 | 0 | 0 | 0.010229 | 0.015587 | 0 | 0 | 0.010433 | 0.015898 | 0 | 0 | 0.010642 | 0.016216 | 0 | 0 | 0.01084 | 0.016519 | 0 | 0 | 0.011043 | 0.016828 | 0 | 0 | 0.011246 | 0.017136 | 0
T&D ($/annual kWh) | 0 | 35-OTI-OtherIndustrial-MOTOR | 7 | TD:0:35-OTI-OtherIndustrial-MOTOR:7 | 0 | 0.0051879 | 0.0079053 | 0 | 0 | 0.0052916 | 0.0080634 | 0 | 0 | 0.0053974 | 0.0082247 | 0 | 0 | 0.0055054 | 0.0083892 | 0 | 0 | 0.0056155 | 0.0085569 | 0 | 0 | 0.0057278 | 0.0087281 | 0 | 0 | 0.0058424 | 0.0089026 | 0 | 0 | 0.0059592 | 0.0090807 | 0 | 0 | 0.0060784 | 0.0092623 | 0 | 0 | 0.0062 | 0.0094476 | 0 | 0 | 0.006324 | 0.0096365 | 0 | 0 | 0.0064504 | 0.0098292 | 0 | 0 | 0.0065795 | 0.010026 | 0 | 0 | 0.006711 | 0.010226 | 0 | 0 | 0.0068453 | 0.010431 | 0 | 0 | 0.0069822 | 0.010639 | 0 | 0 | 0.0071218 | 0.010852 | 0 | 0 | 0.0072642 | 0.011069 | 0 | 0 | 0.0074095 | 0.011291 | 0 | 0 | 0.0075577 | 0.011517 | 0 | 0 | 0.0077089 | 0.011747 | 0 | 0 | 0.0078631 | 0.011982 | 0 | 0 | 0.0080098 | 0.012205 | 0 | 0 | 0.0081595 | 0.012433 | 0 | 0 | 0.0083092 | 0.012662 | 0
T&D ($/annual kWh) | 0 | 35-OTI-OtherIndustrial-MOTOR | 10 | TD:0:35-OTI-OtherIndustrial-MOTOR:10 | 0 | 0.0057077 | 0.0086975 | 0 | 0 | 0.0058219 | 0.0088714 | 0 | 0 | 0.0059383 | 0.0090489 | 0 | 0 | 0.0060571 | 0.0092298 | 0 | 0 | 0.0061782 | 0.0094144 | 0 | 0 | 0.0063018 | 0.0096027 | 0 | 0 | 0.0064278 | 0.0097948 | 0 | 0 | 0.0065564 | 0.0099907 | 0 | 0 | 0.0066875 | 0.01019 | 0 | 0 | 0.0068213 | 0.010394 | 0 | 0 | 0.0069577 | 0.010602 | 0 | 0 | 0.0070968 | 0.010814 | 0 | 0 | 0.0072388 | 0.011031 | 0 | 0 | 0.0073835 | 0.011251 | 0 | 0 | 0.0075312 | 0.011476 | 0 | 0 | 0.0076818 | 0.011706 | 0 | 0 | 0.0078355 | 0.01194 | 0 | 0 | 0.0079922 | 0.012179 | 0 | 0 | 0.008152 | 0.012422 | 0 | 0 | 0.0083151 | 0.012671 | 0 | 0 | 0.0084814 | 0.012924 | 0 | 0 | 0.008651 | 0.013182 | 0 | 0 | 0.0088124 | 0.013428 | 0 | 0 | 0.0089771 | 0.013679 | 0 | 0 | 0.0091418 | 0.01393 | 0
T&D ($/annual kWh) | 0 | 35-OTI-OtherIndustrial-MOTOR | 14 | TD:0:35-OTI-OtherIndustrial-MOTOR:14 | 0 | 0.0057404 | 0.0087473 | 0 | 0 | 0.0058552 | 0.0089223 | 0 | 0 | 0.0059723 | 0.0091007 | 0 | 0 | 0.0060918 | 0.0092827 | 0 | 0 | 0.0062136 | 0.0094684 | 0 | 0 | 0.0063379 | 0.0096578 | 0 | 0 | 0.0064647 | 0.0098509 | 0 | 0 | 0.006594 | 0.010048 | 0 | 0 | 0.0067258 | 0.010249 | 0 | 0 | 0.0068604 | 0.010454 | 0 | 0 | 0.0069976 | 0.010663 | 0 | 0 | 0.0071375 | 0.010876 | 0 | 0 | 0.0072803 | 0.011094 | 0 | 0 | 0.0074259 | 0.011316 | 0 | 0 | 0.0075744 | 0.011542 | 0 | 0 | 0.0077259 | 0.011773 | 0 | 0 | 0.0078804 | 0.012008 | 0 | 0 | 0.008038 | 0.012248 | 0 | 0 | 0.0081988 | 0.012493 | 0 | 0 | 0.0083627 | 0.012743 | 0 | 0 | 0.00853 | 0.012998 | 0 | 0 | 0.0087006 | 0.013258 | 0 | 0 | 0.0088629 | 0.013505 | 0 | 0 | 0.0090286 | 0.013758 | 0 | 0 | 0.0091942 | 0.01401 | 0
T&D ($/annual kWh) | 0 | 35-OTI-OtherIndustrial-MOTOR | 15 | TD:0:35-OTI-OtherIndustrial-MOTOR:15 | 0 | 0.0057384 | 0.0087434 | 0 | 0 | 0.0058532 | 0.0089182 | 0 | 0 | 0.0059702 | 0.0090966 | 0 | 0 | 0.0060896 | 0.0092785 | 0 | 0 | 0.0062114 | 0.0094641 | 0 | 0 | 0.0063357 | 0.0096534 | 0 | 0 | 0.0064624 | 0.0098465 | 0 | 0 | 0.0065916 | 0.010043 | 0 | 0 | 0.0067235 | 0.010244 | 0 | 0 | 0.0068579 | 0.010449 | 0 | 0 | 0.0069951 | 0.010658 | 0 | 0 | 0.007135 | 0.010871 | 0 | 0 | 0.0072777 | 0.011089 | 0 | 0 | 0.0074232 | 0.01131 | 0 | 0 | 0.0075717 | 0.011537 | 0 | 0 | 0.0077231 | 0.011767 | 0 | 0 | 0.0078776 | 0.012003 | 0 | 0 | 0.0080352 | 0.012243 | 0 | 0 | 0.0081959 | 0.012488 | 0 | 0 | 0.0083598 | 0.012737 | 0 | 0 | 0.008527 | 0.012992 | 0 | 0 | 0.0086975 | 0.013252 | 0 | 0 | 0.0088598 | 0.013499 | 0 | 0 | 0.0090254 | 0.013752 | 0 | 0 | 0.009191 | 0.014004 | 0
T&D ($/annual kWh) | 0 | 35-OTI-OtherIndustrial-MOTOR | SYSTEM | TD:0:35-OTI-OtherIndustrial-MOTOR:SYSTEM | 0 | 0.0051879 | 0.0079053 | 0 | 0 | 0.0052916 | 0.0080634 | 0 | 0 | 0.0053974 | 0.0082247 | 0 | 0 | 0.0055054 | 0.0083892 | 0 | 0 | 0.0056155 | 0.0085569 | 0 | 0 | 0.0057278 | 0.0087281 | 0 | 0 | 0.0058424 | 0.0089026 | 0 | 0 | 0.0059592 | 0.0090807 | 0 | 0 | 0.0060784 | 0.0092623 | 0 | 0 | 0.0062 | 0.0094476 | 0 | 0 | 0.006324 | 0.0096365 | 0 | 0 | 0.0064504 | 0.0098292 | 0 | 0 | 0.0065795 | 0.010026 | 0 | 0 | 0.006711 | 0.010226 | 0 | 0 | 0.0068453 | 0.010431 | 0 | 0 | 0.0069822 | 0.010639 | 0 | 0 | 0.0071218 | 0.010852 | 0 | 0 | 0.0072642 | 0.011069 | 0 | 0 | 0.0074095 | 0.011291 | 0 | 0 | 0.0075577 | 0.011517 | 0 | 0 | 0.0077089 | 0.011747 | 0 | 0 | 0.0078631 | 0.011982 | 0 | 0 | 0.0080098 | 0.012205 | 0 | 0 | 0.0081595 | 0.012433 | 0 | 0 | 0.0083092 | 0.012662 | 0
T&D ($/annual kWh) | 0 | 35-OTI-OtherIndustrial-PROC_OTH | 7 | TD:0:35-OTI-OtherIndustrial-PROC_OTH:7 | 0 | 0.0051879 | 0.0079053 | 0 | 0 | 0.0052916 | 0.0080634 | 0 | 0 | 0.0053974 | 0.0082247 | 0 | 0 | 0.0055054 | 0.0083892 | 0 | 0 | 0.0056155 | 0.0085569 | 0 | 0 | 0.0057278 | 0.0087281 | 0 | 0 | 0.0058424 | 0.0089026 | 0 | 0 | 0.0059592 | 0.0090807 | 0 | 0 | 0.0060784 | 0.0092623 | 0 | 0 | 0.0062 | 0.0094476 | 0 | 0 | 0.006324 | 0.0096365 | 0 | 0 | 0.0064504 | 0.0098292 | 0 | 0 | 0.0065795 | 0.010026 | 0 | 0 | 0.006711 | 0.010226 | 0 | 0 | 0.0068453 | 0.010431 | 0 | 0 | 0.0069822 | 0.010639 | 0 | 0 | 0.0071218 | 0.010852 | 0 | 0 | 0.0072642 | 0.011069 | 0 | 0 | 0.0074095 | 0.011291 | 0 | 0 | 0.0075577 | 0.011517 | 0 | 0 | 0.0077089 | 0.011747 | 0 | 0 | 0.0078631 | 0.011982 | 0 | 0 | 0.0080098 | 0.012205 | 0 | 0 | 0.0081595 | 0.012433 | 0 | 0 | 0.0083092 | 0.012662 | 0
T&D ($/annual kWh) | 0 | 35-OTI-OtherIndustrial-PROC_OTH | 10 | TD:0:35-OTI-OtherIndustrial-PROC_OTH:10 | 0 | 0.0057077 | 0.0086975 | 0 | 0 | 0.0058219 | 0.0088714 | 0 | 0 | 0.0059383 | 0.0090489 | 0 | 0 | 0.0060571 | 0.0092298 | 0 | 0 | 0.0061782 | 0.0094144 | 0 | 0 | 0.0063018 | 0.0096027 | 0 | 0 | 0.0064278 | 0.0097948 | 0 | 0 | 0.0065564 | 0.0099907 | 0 | 0 | 0.0066875 | 0.01019 | 0 | 0 | 0.0068213 | 0.010394 | 0 | 0 | 0.0069577 | 0.010602 | 0 | 0 | 0.0070968 | 0.010814 | 0 | 0 | 0.0072388 | 0.011031 | 0 | 0 | 0.0073835 | 0.011251 | 0 | 0 | 0.0075312 | 0.011476 | 0 | 0 | 0.0076818 | 0.011706 | 0 | 0 | 0.0078355 | 0.01194 | 0 | 0 | 0.0079922 | 0.012179 | 0 | 0 | 0.008152 | 0.012422 | 0 | 0 | 0.0083151 | 0.012671 | 0 | 0 | 0.0084814 | 0.012924 | 0 | 0 | 0.008651 | 0.013182 | 0 | 0 | 0.0088124 | 0.013428 | 0 | 0 | 0.0089771 | 0.013679 | 0 | 0 | 0.0091418 | 0.01393 | 0
T&D ($/annual kWh) | 0 | 35-OTI-OtherIndustrial-PROC_OTH | 14 | TD:0:35-OTI-OtherIndustrial-PROC_OTH:14 | 0 | 0.0057404 | 0.0087473 | 0 | 0 | 0.0058552 | 0.0089223 | 0 | 0 | 0.0059723 | 0.0091007 | 0 | 0 | 0.0060918 | 0.0092827 | 0 | 0 | 0.0062136 | 0.0094684 | 0 | 0 | 0.0063379 | 0.0096578 | 0 | 0 | 0.0064647 | 0.0098509 | 0 | 0 | 0.006594 | 0.010048 | 0 | 0 | 0.0067258 | 0.010249 | 0 | 0 | 0.0068604 | 0.010454 | 0 | 0 | 0.0069976 | 0.010663 | 0 | 0 | 0.0071375 | 0.010876 | 0 | 0 | 0.0072803 | 0.011094 | 0 | 0 | 0.0074259 | 0.011316 | 0 | 0 | 0.0075744 | 0.011542 | 0 | 0 | 0.0077259 | 0.011773 | 0 | 0 | 0.0078804 | 0.012008 | 0 | 0 | 0.008038 | 0.012248 | 0 | 0 | 0.0081988 | 0.012493 | 0 | 0 | 0.0083627 | 0.012743 | 0 | 0 | 0.00853 | 0.012998 | 0 | 0 | 0.0087006 | 0.013258 | 0 | 0 | 0.0088629 | 0.013505 | 0 | 0 | 0.0090286 | 0.013758 | 0 | 0 | 0.0091942 | 0.01401 | 0
T&D ($/annual kWh) | 0 | 35-OTI-OtherIndustrial-PROC_OTH | 15 | TD:0:35-OTI-OtherIndustrial-PROC_OTH:15 | 0 | 0.0057384 | 0.0087434 | 0 | 0 | 0.0058532 | 0.0089182 | 0 | 0 | 0.0059702 | 0.0090966 | 0 | 0 | 0.0060896 | 0.0092785 | 0 | 0 | 0.0062114 | 0.0094641 | 0 | 0 | 0.0063357 | 0.0096534 | 0 | 0 | 0.0064624 | 0.0098465 | 0 | 0 | 0.0065916 | 0.010043 | 0 | 0 | 0.0067235 | 0.010244 | 0 | 0 | 0.0068579 | 0.010449 | 0 | 0 | 0.0069951 | 0.010658 | 0 | 0 | 0.007135 | 0.010871 | 0 | 0 | 0.0072777 | 0.011089 | 0 | 0 | 0.0074232 | 0.01131 | 0 | 0 | 0.0075717 | 0.011537 | 0 | 0 | 0.0077231 | 0.011767 | 0 | 0 | 0.0078776 | 0.012003 | 0 | 0 | 0.0080352 | 0.012243 | 0 | 0 | 0.0081959 | 0.012488 | 0 | 0 | 0.0083598 | 0.012737 | 0 | 0 | 0.008527 | 0.012992 | 0 | 0 | 0.0086975 | 0.013252 | 0 | 0 | 0.0088598 | 0.013499 | 0 | 0 | 0.0090254 | 0.013752 | 0 | 0 | 0.009191 | 0.014004 | 0
T&D ($/annual kWh) | 0 | 35-OTI-OtherIndustrial-PROC_OTH | SYSTEM | TD:0:35-OTI-OtherIndustrial-PROC_OTH:SYSTEM | 0 | 0.0051879 | 0.0079053 | 0 | 0 | 0.0052916 | 0.0080634 | 0 | 0 | 0.0053974 | 0.0082247 | 0 | 0 | 0.0055054 | 0.0083892 | 0 | 0 | 0.0056155 | 0.0085569 | 0 | 0 | 0.0057278 | 0.0087281 | 0 | 0 | 0.0058424 | 0.0089026 | 0 | 0 | 0.0059592 | 0.0090807 | 0 | 0 | 0.0060784 | 0.0092623 | 0 | 0 | 0.0062 | 0.0094476 | 0 | 0 | 0.006324 | 0.0096365 | 0 | 0 | 0.0064504 | 0.0098292 | 0 | 0 | 0.0065795 | 0.010026 | 0 | 0 | 0.006711 | 0.010226 | 0 | 0 | 0.0068453 | 0.010431 | 0 | 0 | 0.0069822 | 0.010639 | 0 | 0 | 0.0071218 | 0.010852 | 0 | 0 | 0.0072642 | 0.011069 | 0 | 0 | 0.0074095 | 0.011291 | 0 | 0 | 0.0075577 | 0.011517 | 0 | 0 | 0.0077089 | 0.011747 | 0 | 0 | 0.0078631 | 0.011982 | 0 | 0 | 0.0080098 | 0.012205 | 0 | 0 | 0.0081595 | 0.012433 | 0 | 0 | 0.0083092 | 0.012662 | 0
T&D ($/annual kWh) | 0 | 36-GST-Lodging-GuestRooms-Cooling | 7 | TD:0:36-GST-Lodging-GuestRooms-Cooling:7 | 0 | 0.013148 | 0.020035 | 0 | 0 | 0.013411 | 0.020435 | 0 | 0 | 0.013679 | 0.020844 | 0 | 0 | 0.013952 | 0.021261 | 0 | 0 | 0.014232 | 0.021686 | 0 | 0 | 0.014516 | 0.02212 | 0 | 0 | 0.014807 | 0.022562 | 0 | 0 | 0.015103 | 0.023014 | 0 | 0 | 0.015405 | 0.023474 | 0 | 0 | 0.015713 | 0.023943 | 0 | 0 | 0.016027 | 0.024422 | 0 | 0 | 0.016348 | 0.024911 | 0 | 0 | 0.016675 | 0.025409 | 0 | 0 | 0.017008 | 0.025917 | 0 | 0 | 0.017348 | 0.026435 | 0 | 0 | 0.017695 | 0.026964 | 0 | 0 | 0.018049 | 0.027503 | 0 | 0 | 0.01841 | 0.028053 | 0 | 0 | 0.018778 | 0.028614 | 0 | 0 | 0.019154 | 0.029187 | 0 | 0 | 0.019537 | 0.02977 | 0 | 0 | 0.019928 | 0.030366 | 0 | 0 | 0.020299 | 0.030932 | 0 | 0 | 0.020679 | 0.031511 | 0 | 0 | 0.021058 | 0.032089 | 0
T&D ($/annual kWh) | 0 | 36-GST-Lodging-GuestRooms-Cooling | 10 | TD:0:36-GST-Lodging-GuestRooms-Cooling:10 | 0 | 0.013784 | 0.021005 | 0 | 0 | 0.01406 | 0.021425 | 0 | 0 | 0.014341 | 0.021853 | 0 | 0 | 0.014628 | 0.02229 | 0 | 0 | 0.014921 | 0.022736 | 0 | 0 | 0.015219 | 0.023191 | 0 | 0 | 0.015523 | 0.023655 | 0 | 0 | 0.015834 | 0.024128 | 0 | 0 | 0.016151 | 0.02461 | 0 | 0 | 0.016474 | 0.025103 | 0 | 0 | 0.016803 | 0.025605 | 0 | 0 | 0.017139 | 0.026117 | 0 | 0 | 0.017482 | 0.026639 | 0 | 0 | 0.017832 | 0.027172 | 0 | 0 | 0.018188 | 0.027715 | 0 | 0 | 0.018552 | 0.02827 | 0 | 0 | 0.018923 | 0.028835 | 0 | 0 | 0.019301 | 0.029412 | 0 | 0 | 0.019688 | 0.03 | 0 | 0 | 0.020081 | 0.0306 | 0 | 0 | 0.020483 | 0.031212 | 0 | 0 | 0.020893 | 0.031836 | 0 | 0 | 0.021282 | 0.03243 | 0 | 0 | 0.02168 | 0.033036 | 0 | 0 | 0.022078 | 0.033643 | 0
T&D ($/annual kWh) | 0 | 36-GST-Lodging-GuestRooms-Cooling | 14 | TD:0:36-GST-Lodging-GuestRooms-Cooling:14 | 0 | 0.013824 | 0.021066 | 0 | 0 | 0.014101 | 0.021487 | 0 | 0 | 0.014383 | 0.021917 | 0 | 0 | 0.014671 | 0.022355 | 0 | 0 | 0.014964 | 0.022802 | 0 | 0 | 0.015263 | 0.023258 | 0 | 0 | 0.015569 | 0.023724 | 0 | 0 | 0.01588 | 0.024198 | 0 | 0 | 0.016198 | 0.024682 | 0 | 0 | 0.016522 | 0.025176 | 0 | 0 | 0.016852 | 0.025679 | 0 | 0 | 0.017189 | 0.026193 | 0 | 0 | 0.017533 | 0.026717 | 0 | 0 | 0.017883 | 0.027251 | 0 | 0 | 0.018241 | 0.027796 | 0 | 0 | 0.018606 | 0.028352 | 0 | 0 | 0.018978 | 0.028919 | 0 | 0 | 0.019358 | 0.029497 | 0 | 0 | 0.019745 | 0.030087 | 0 | 0 | 0.02014 | 0.030689 | 0 | 0 | 0.020542 | 0.031303 | 0 | 0 | 0.020953 | 0.031929 | 0 | 0 | 0.021344 | 0.032525 | 0 | 0 | 0.021743 | 0.033132 | 0 | 0 | 0.022142 | 0.03374 | 0
T&D ($/annual kWh) | 0 | 36-GST-Lodging-GuestRooms-Cooling | 15 | TD:0:36-GST-Lodging-GuestRooms-Cooling:15 | 0 | 0.013713 | 0.020894 | 0 | 0 | 0.013987 | 0.021312 | 0 | 0 | 0.014267 | 0.021738 | 0 | 0 | 0.014552 | 0.022173 | 0 | 0 | 0.014843 | 0.022617 | 0 | 0 | 0.01514 | 0.023069 | 0 | 0 | 0.015443 | 0.02353 | 0 | 0 | 0.015751 | 0.024001 | 0 | 0 | 0.016066 | 0.024481 | 0 | 0 | 0.016388 | 0.024971 | 0 | 0 | 0.016716 | 0.02547 | 0 | 0 | 0.01705 | 0.025979 | 0 | 0 | 0.017391 | 0.026499 | 0 | 0 | 0.017739 | 0.027029 | 0 | 0 | 0.018093 | 0.02757 | 0 | 0 | 0.018455 | 0.028121 | 0 | 0 | 0.018824 | 0.028683 | 0 | 0 | 0.019201 | 0.029257 | 0 | 0 | 0.019585 | 0.029842 | 0 | 0 | 0.019977 | 0.030439 | 0 | 0 | 0.020376 | 0.031048 | 0 | 0 | 0.020784 | 0.031669 | 0 | 0 | 0.021172 | 0.03226 | 0 | 0 | 0.021567 | 0.032863 | 0 | 0 | 0.021963 | 0.033465 | 0
T&D ($/annual kWh) | 0 | 36-GST-Lodging-GuestRooms-Cooling | SYSTEM | TD:0:36-GST-Lodging-GuestRooms-Cooling:SYSTEM | 0 | 0.013148 | 0.020035 | 0 | 0 | 0.013411 | 0.020435 | 0 | 0 | 0.013679 | 0.020844 | 0 | 0 | 0.013952 | 0.021261 | 0 | 0 | 0.014232 | 0.021686 | 0 | 0 | 0.014516 | 0.02212 | 0 | 0 | 0.014807 | 0.022562 | 0 | 0 | 0.015103 | 0.023014 | 0 | 0 | 0.015405 | 0.023474 | 0 | 0 | 0.015713 | 0.023943 | 0 | 0 | 0.016027 | 0.024422 | 0 | 0 | 0.016348 | 0.024911 | 0 | 0 | 0.016675 | 0.025409 | 0 | 0 | 0.017008 | 0.025917 | 0 | 0 | 0.017348 | 0.026435 | 0 | 0 | 0.017695 | 0.026964 | 0 | 0 | 0.018049 | 0.027503 | 0 | 0 | 0.01841 | 0.028053 | 0 | 0 | 0.018778 | 0.028614 | 0 | 0 | 0.019154 | 0.029187 | 0 | 0 | 0.019537 | 0.02977 | 0 | 0 | 0.019928 | 0.030366 | 0 | 0 | 0.020299 | 0.030932 | 0 | 0 | 0.020679 | 0.031511 | 0 | 0 | 0.021058 | 0.032089 | 0
T&D ($/annual kWh) | 0 | 36-GST-Lodging-GuestRooms-ExtLight | 7 | TD:0:36-GST-Lodging-GuestRooms-ExtLight:7 | 0 | 0.00015939 | 0.00024288 | 0 | 0 | 0.00016258 | 0.00024774 | 0 | 0 | 0.00016583 | 0.00025269 | 0 | 0 | 0.00016915 | 0.00025775 | 0 | 0 | 0.00017253 | 0.0002629 | 0 | 0 | 0.00017598 | 0.00026816 | 0 | 0 | 0.0001795 | 0.00027352 | 0 | 0 | 0.00018309 | 0.00027899 | 0 | 0 | 0.00018675 | 0.00028457 | 0 | 0 | 0.00019048 | 0.00029026 | 0 | 0 | 0.00019429 | 0.00029607 | 0 | 0 | 0.00019818 | 0.00030199 | 0 | 0 | 0.00020214 | 0.00030803 | 0 | 0 | 0.00020619 | 0.00031419 | 0 | 0 | 0.00021031 | 0.00032047 | 0 | 0 | 0.00021452 | 0.00032688 | 0 | 0 | 0.00021881 | 0.00033342 | 0 | 0 | 0.00022318 | 0.00034009 | 0 | 0 | 0.00022765 | 0.00034689 | 0 | 0 | 0.0002322 | 0.00035383 | 0 | 0 | 0.00023684 | 0.00036091 | 0 | 0 | 0.00024158 | 0.00036812 | 0 | 0 | 0.00024609 | 0.00037499 | 0 | 0 | 0.00025069 | 0.000382 | 0 | 0 | 0.00025529 | 0.00038901 | 0
T&D ($/annual kWh) | 0 | 36-GST-Lodging-GuestRooms-ExtLight | 10 | TD:0:36-GST-Lodging-GuestRooms-ExtLight:10 | 0 | 2.9704e-05 | 4.5263e-05 | 0 | 0 | 3.0298e-05 | 4.6168e-05 | 0 | 0 | 3.0904e-05 | 4.7092e-05 | 0 | 0 | 3.1522e-05 | 4.8034e-05 | 0 | 0 | 3.2152e-05 | 4.8994e-05 | 0 | 0 | 3.2795e-05 | 4.9974e-05 | 0 | 0 | 3.3451e-05 | 5.0974e-05 | 0 | 0 | 3.412e-05 | 5.1993e-05 | 0 | 0 | 3.4803e-05 | 5.3033e-05 | 0 | 0 | 3.5499e-05 | 5.4094e-05 | 0 | 0 | 3.6209e-05 | 5.5175e-05 | 0 | 0 | 3.6933e-05 | 5.6279e-05 | 0 | 0 | 3.7672e-05 | 5.7404e-05 | 0 | 0 | 3.8425e-05 | 5.8553e-05 | 0 | 0 | 3.9194e-05 | 5.9724e-05 | 0 | 0 | 3.9978e-05 | 6.0918e-05 | 0 | 0 | 4.0777e-05 | 6.2136e-05 | 0 | 0 | 4.1593e-05 | 6.3379e-05 | 0 | 0 | 4.2424e-05 | 6.4647e-05 | 0 | 0 | 4.3273e-05 | 6.594e-05 | 0 | 0 | 4.4138e-05 | 6.7259e-05 | 0 | 0 | 4.5021e-05 | 6.8604e-05 | 0 | 0 | 4.5861e-05 | 6.9884e-05 | 0 | 0 | 4.6718e-05 | 7.119e-05 | 0 | 0 | 4.7575e-05 | 7.2496e-05 | 0
T&D ($/annual kWh) | 0 | 36-GST-Lodging-GuestRooms-ExtLight | 14 | TD:0:36-GST-Lodging-GuestRooms-ExtLight:14 | 0 | 2.1544e-05 | 3.2828e-05 | 0 | 0 | 2.1974e-05 | 3.3485e-05 | 0 | 0 | 2.2414e-05 | 3.4155e-05 | 0 | 0 | 2.2862e-05 | 3.4838e-05 | 0 | 0 | 2.3319e-05 | 3.5534e-05 | 0 | 0 | 2.3786e-05 | 3.6245e-05 | 0 | 0 | 2.4262e-05 | 3.697e-05 | 0 | 0 | 2.4747e-05 | 3.7709e-05 | 0 | 0 | 2.5242e-05 | 3.8464e-05 | 0 | 0 | 2.5747e-05 | 3.9233e-05 | 0 | 0 | 2.6262e-05 | 4.0018e-05 | 0 | 0 | 2.6787e-05 | 4.0818e-05 | 0 | 0 | 2.7322e-05 | 4.1634e-05 | 0 | 0 | 2.7869e-05 | 4.2467e-05 | 0 | 0 | 2.8426e-05 | 4.3316e-05 | 0 | 0 | 2.8995e-05 | 4.4183e-05 | 0 | 0 | 2.9575e-05 | 4.5066e-05 | 0 | 0 | 3.0166e-05 | 4.5968e-05 | 0 | 0 | 3.077e-05 | 4.6887e-05 | 0 | 0 | 3.1385e-05 | 4.7825e-05 | 0 | 0 | 3.2013e-05 | 4.8781e-05 | 0 | 0 | 3.2653e-05 | 4.9757e-05 | 0 | 0 | 3.3262e-05 | 5.0685e-05 | 0 | 0 | 3.3884e-05 | 5.1632e-05 | 0 | 0 | 3.4505e-05 | 5.258e-05 | 0
T&D ($/annual kWh) | 0 | 36-GST-Lodging-GuestRooms-ExtLight | 15 | TD:0:36-GST-Lodging-GuestRooms-ExtLight:15 | 0 | 6.296e-05 | 9.4282e-05 | 0 | 0 | 6.4219e-05 | 9.6168e-05 | 0 | 0 | 6.5504e-05 | 9.8091e-05 | 0 | 0 | 6.6814e-05 | 0.00010005 | 0 | 0 | 6.815e-05 | 0.00010205 | 0 | 0 | 6.9513e-05 | 0.00010409 | 0 | 0 | 7.0903e-05 | 0.00010618 | 0 | 0 | 7.2321e-05 | 0.0001083 | 0 | 0 | 7.3768e-05 | 0.00011047 | 0 | 0 | 7.5243e-05 | 0.00011268 | 0 | 0 | 7.6748e-05 | 0.00011493 | 0 | 0 | 7.8283e-05 | 0.00011723 | 0 | 0 | 7.9848e-05 | 0.00011957 | 0 | 0 | 8.1445e-05 | 0.00012196 | 0 | 0 | 8.3074e-05 | 0.0001244 | 0 | 0 | 8.4736e-05 | 0.00012689 | 0 | 0 | 8.6431e-05 | 0.00012943 | 0 | 0 | 8.8159e-05 | 0.00013202 | 0 | 0 | 8.9922e-05 | 0.00013466 | 0 | 0 | 9.1721e-05 | 0.00013735 | 0 | 0 | 9.3555e-05 | 0.0001401 | 0 | 0 | 9.5426e-05 | 0.0001429 | 0 | 0 | 9.7207e-05 | 0.00014557 | 0 | 0 | 9.9024e-05 | 0.00014829 | 0 | 0 | 0.00010084 | 0.00015101 | 0
T&D ($/annual kWh) | 0 | 36-GST-Lodging-GuestRooms-ExtLight | SYSTEM | TD:0:36-GST-Lodging-GuestRooms-ExtLight:SYSTEM | 0 | 2.1544e-05 | 3.2828e-05 | 0 | 0 | 2.1974e-05 | 3.3485e-05 | 0 | 0 | 2.2414e-05 | 3.4155e-05 | 0 | 0 | 2.2862e-05 | 3.4838e-05 | 0 | 0 | 2.3319e-05 | 3.5534e-05 | 0 | 0 | 2.3786e-05 | 3.6245e-05 | 0 | 0 | 2.4262e-05 | 3.697e-05 | 0 | 0 | 2.4747e-05 | 3.7709e-05 | 0 | 0 | 2.5242e-05 | 3.8464e-05 | 0 | 0 | 2.5747e-05 | 3.9233e-05 | 0 | 0 | 2.6262e-05 | 4.0018e-05 | 0 | 0 | 2.6787e-05 | 4.0818e-05 | 0 | 0 | 2.7322e-05 | 4.1634e-05 | 0 | 0 | 2.7869e-05 | 4.2467e-05 | 0 | 0 | 2.8426e-05 | 4.3316e-05 | 0 | 0 | 2.8995e-05 | 4.4183e-05 | 0 | 0 | 2.9575e-05 | 4.5066e-05 | 0 | 0 | 3.0166e-05 | 4.5968e-05 | 0 | 0 | 3.077e-05 | 4.6887e-05 | 0 | 0 | 3.1385e-05 | 4.7825e-05 | 0 | 0 | 3.2013e-05 | 4.8781e-05 | 0 | 0 | 3.2653e-05 | 4.9757e-05 | 0 | 0 | 3.3262e-05 | 5.0685e-05 | 0 | 0 | 3.3884e-05 | 5.1632e-05 | 0 | 0 | 3.4505e-05 | 5.258e-05 | 0
T&D ($/annual kWh) | 0 | 36-GST-Lodging-GuestRooms-IntLight | 7 | TD:0:36-GST-Lodging-GuestRooms-IntLight:7 | 0 | 0.0076984 | 0.011731 | 0 | 0 | 0.0078524 | 0.011966 | 0 | 0 | 0.0080095 | 0.012205 | 0 | 0 | 0.0081697 | 0.012449 | 0 | 0 | 0.008333 | 0.012698 | 0 | 0 | 0.0084997 | 0.012952 | 0 | 0 | 0.0086697 | 0.013211 | 0 | 0 | 0.0088431 | 0.013475 | 0 | 0 | 0.00902 | 0.013745 | 0 | 0 | 0.0092004 | 0.01402 | 0 | 0 | 0.0093844 | 0.0143 | 0 | 0 | 0.009572 | 0.014586 | 0 | 0 | 0.0097635 | 0.014878 | 0 | 0 | 0.0099588 | 0.015175 | 0 | 0 | 0.010158 | 0.015479 | 0 | 0 | 0.010361 | 0.015788 | 0 | 0 | 0.010568 | 0.016104 | 0 | 0 | 0.01078 | 0.016426 | 0 | 0 | 0.010995 | 0.016755 | 0 | 0 | 0.011215 | 0.01709 | 0 | 0 | 0.011439 | 0.017432 | 0 | 0 | 0.011668 | 0.01778 | 0 | 0 | 0.011886 | 0.018112 | 0 | 0 | 0.012108 | 0.01845 | 0 | 0 | 0.01233 | 0.018789 | 0
T&D ($/annual kWh) | 0 | 36-GST-Lodging-GuestRooms-IntLight | 10 | TD:0:36-GST-Lodging-GuestRooms-IntLight:10 | 0 | 0.0083319 | 0.012696 | 0 | 0 | 0.0084985 | 0.01295 | 0 | 0 | 0.0086685 | 0.013209 | 0 | 0 | 0.0088418 | 0.013473 | 0 | 0 | 0.0090187 | 0.013743 | 0 | 0 | 0.009199 | 0.014018 | 0 | 0 | 0.009383 | 0.014298 | 0 | 0 | 0.0095707 | 0.014584 | 0 | 0 | 0.0097621 | 0.014876 | 0 | 0 | 0.0099573 | 0.015173 | 0 | 0 | 0.010156 | 0.015477 | 0 | 0 | 0.01036 | 0.015786 | 0 | 0 | 0.010567 | 0.016102 | 0 | 0 | 0.010778 | 0.016424 | 0 | 0 | 0.010994 | 0.016752 | 0 | 0 | 0.011214 | 0.017087 | 0 | 0 | 0.011438 | 0.017429 | 0 | 0 | 0.011667 | 0.017778 | 0 | 0 | 0.0119 | 0.018133 | 0 | 0 | 0.012138 | 0.018496 | 0 | 0 | 0.012381 | 0.018866 | 0 | 0 | 0.012628 | 0.019243 | 0 | 0 | 0.012864 | 0.019602 | 0 | 0 | 0.013104 | 0.019969 | 0 | 0 | 0.013345 | 0.020335 | 0
T&D ($/annual kWh) | 0 | 36-GST-Lodging-GuestRooms-IntLight | 14 | TD:0:36-GST-Lodging-GuestRooms-IntLight:14 | 0 | 0.0083717 | 0.012757 | 0 | 0 | 0.0085391 | 0.013012 | 0 | 0 | 0.0087099 | 0.013272 | 0 | 0 | 0.0088841 | 0.013538 | 0 | 0 | 0.0090618 | 0.013808 | 0 | 0 | 0.009243 | 0.014085 | 0 | 0 | 0.0094279 | 0.014366 | 0 | 0 | 0.0096165 | 0.014654 | 0 | 0 | 0.0098088 | 0.014947 | 0 | 0 | 0.010005 | 0.015246 | 0 | 0 | 0.010205 | 0.015551 | 0 | 0 | 0.010409 | 0.015862 | 0 | 0 | 0.010617 | 0.016179 | 0 | 0 | 0.01083 | 0.016502 | 0 | 0 | 0.011046 | 0.016832 | 0 | 0 | 0.011267 | 0.017169 | 0 | 0 | 0.011493 | 0.017512 | 0 | 0 | 0.011722 | 0.017863 | 0 | 0 | 0.011957 | 0.01822 | 0 | 0 | 0.012196 | 0.018584 | 0 | 0 | 0.01244 | 0.018956 | 0 | 0 | 0.012689 | 0.019335 | 0 | 0 | 0.012925 | 0.019696 | 0 | 0 | 0.013167 | 0.020064 | 0 | 0 | 0.013409 | 0.020432 | 0
T&D ($/annual kWh) | 0 | 36-GST-Lodging-GuestRooms-IntLight | 15 | TD:0:36-GST-Lodging-GuestRooms-IntLight:15 | 0 | 0.0083284 | 0.01269 | 0 | 0 | 0.008495 | 0.012944 | 0 | 0 | 0.0086649 | 0.013203 | 0 | 0 | 0.0088381 | 0.013467 | 0 | 0 | 0.0090149 | 0.013736 | 0 | 0 | 0.0091952 | 0.014011 | 0 | 0 | 0.0093791 | 0.014291 | 0 | 0 | 0.0095667 | 0.014577 | 0 | 0 | 0.009758 | 0.014869 | 0 | 0 | 0.0099532 | 0.015166 | 0 | 0 | 0.010152 | 0.015469 | 0 | 0 | 0.010355 | 0.015779 | 0 | 0 | 0.010562 | 0.016094 | 0 | 0 | 0.010774 | 0.016416 | 0 | 0 | 0.010989 | 0.016745 | 0 | 0 | 0.011209 | 0.01708 | 0 | 0 | 0.011433 | 0.017421 | 0 | 0 | 0.011662 | 0.01777 | 0 | 0 | 0.011895 | 0.018125 | 0 | 0 | 0.012133 | 0.018487 | 0 | 0 | 0.012376 | 0.018857 | 0 | 0 | 0.012623 | 0.019234 | 0 | 0 | 0.012859 | 0.019593 | 0 | 0 | 0.013099 | 0.019959 | 0 | 0 | 0.013339 | 0.020326 | 0
T&D ($/annual kWh) | 0 | 36-GST-Lodging-GuestRooms-IntLight | SYSTEM | TD:0:36-GST-Lodging-GuestRooms-IntLight:SYSTEM | 0 | 0.0076984 | 0.011731 | 0 | 0 | 0.0078524 | 0.011966 | 0 | 0 | 0.0080095 | 0.012205 | 0 | 0 | 0.0081697 | 0.012449 | 0 | 0 | 0.008333 | 0.012698 | 0 | 0 | 0.0084997 | 0.012952 | 0 | 0 | 0.0086697 | 0.013211 | 0 | 0 | 0.0088431 | 0.013475 | 0 | 0 | 0.00902 | 0.013745 | 0 | 0 | 0.0092004 | 0.01402 | 0 | 0 | 0.0093844 | 0.0143 | 0 | 0 | 0.009572 | 0.014586 | 0 | 0 | 0.0097635 | 0.014878 | 0 | 0 | 0.0099588 | 0.015175 | 0 | 0 | 0.010158 | 0.015479 | 0 | 0 | 0.010361 | 0.015788 | 0 | 0 | 0.010568 | 0.016104 | 0 | 0 | 0.01078 | 0.016426 | 0 | 0 | 0.010995 | 0.016755 | 0 | 0 | 0.011215 | 0.01709 | 0 | 0 | 0.011439 | 0.017432 | 0 | 0 | 0.011668 | 0.01778 | 0 | 0 | 0.011886 | 0.018112 | 0 | 0 | 0.012108 | 0.01845 | 0 | 0 | 0.01233 | 0.018789 | 0
T&D ($/annual kWh) | 0 | 36-GST-Lodging-GuestRooms-OffEquip | 7 | TD:0:36-GST-Lodging-GuestRooms-OffEquip:7 | 0 | 0.0053543 | 0.0081589 | 0 | 0 | 0.0054614 | 0.0083221 | 0 | 0 | 0.0055706 | 0.0084885 | 0 | 0 | 0.005682 | 0.0086583 | 0 | 0 | 0.0057956 | 0.0088315 | 0 | 0 | 0.0059116 | 0.0090081 | 0 | 0 | 0.0060298 | 0.0091883 | 0 | 0 | 0.0061504 | 0.009372 | 0 | 0 | 0.0062734 | 0.0095595 | 0 | 0 | 0.0063989 | 0.0097506 | 0 | 0 | 0.0065268 | 0.0099457 | 0 | 0 | 0.0066574 | 0.010145 | 0 | 0 | 0.0067905 | 0.010347 | 0 | 0 | 0.0069263 | 0.010554 | 0 | 0 | 0.0070649 | 0.010766 | 0 | 0 | 0.0072062 | 0.010981 | 0 | 0 | 0.0073503 | 0.0112 | 0 | 0 | 0.0074973 | 0.011424 | 0 | 0 | 0.0076472 | 0.011653 | 0 | 0 | 0.0078002 | 0.011886 | 0 | 0 | 0.0079562 | 0.012124 | 0 | 0 | 0.0081153 | 0.012366 | 0 | 0 | 0.0082667 | 0.012597 | 0 | 0 | 0.0084212 | 0.012832 | 0 | 0 | 0.0085757 | 0.013068 | 0
T&D ($/annual kWh) | 0 | 36-GST-Lodging-GuestRooms-OffEquip | 10 | TD:0:36-GST-Lodging-GuestRooms-OffEquip:10 | 0 | 0.0056305 | 0.0085798 | 0 | 0 | 0.0057431 | 0.0087514 | 0 | 0 | 0.005858 | 0.0089264 | 0 | 0 | 0.0059751 | 0.009105 | 0 | 0 | 0.0060946 | 0.0092871 | 0 | 0 | 0.0062165 | 0.0094728 | 0 | 0 | 0.0063409 | 0.0096623 | 0 | 0 | 0.0064677 | 0.0098555 | 0 | 0 | 0.006597 | 0.010053 | 0 | 0 | 0.006729 | 0.010254 | 0 | 0 | 0.0068636 | 0.010459 | 0 | 0 | 0.0070008 | 0.010668 | 0 | 0 | 0.0071408 | 0.010881 | 0 | 0 | 0.0072837 | 0.011099 | 0 | 0 | 0.0074293 | 0.011321 | 0 | 0 | 0.0075779 | 0.011547 | 0 | 0 | 0.0077295 | 0.011778 | 0 | 0 | 0.0078841 | 0.012014 | 0 | 0 | 0.0080417 | 0.012254 | 0 | 0 | 0.0082026 | 0.012499 | 0 | 0 | 0.0083666 | 0.012749 | 0 | 0 | 0.008534 | 0.013004 | 0 | 0 | 0.0086932 | 0.013247 | 0 | 0 | 0.0088557 | 0.013494 | 0 | 0 | 0.0090181 | 0.013742 | 0
T&D ($/annual kWh) | 0 | 36-GST-Lodging-GuestRooms-OffEquip | 14 | TD:0:36-GST-Lodging-GuestRooms-OffEquip:14 | 0 | 0.0056479 | 0.0086063 | 0 | 0 | 0.0057608 | 0.0087784 | 0 | 0 | 0.0058761 | 0.008954 | 0 | 0 | 0.0059936 | 0.0091331 | 0 | 0 | 0.0061135 | 0.0093157 | 0 | 0 | 0.0062357 | 0.009502 | 0 | 0 | 0.0063604 | 0.0096921 | 0 | 0 | 0.0064876 | 0.0098859 | 0 | 0 | 0.0066174 | 0.010084 | 0 | 0 | 0.0067497 | 0.010285 | 0 | 0 | 0.0068847 | 0.010491 | 0 | 0 | 0.0070224 | 0.010701 | 0 | 0 | 0.0071629 | 0.010915 | 0 | 0 | 0.0073061 | 0.011133 | 0 | 0 | 0.0074523 | 0.011356 | 0 | 0 | 0.0076013 | 0.011583 | 0 | 0 | 0.0077533 | 0.011815 | 0 | 0 | 0.0079084 | 0.012051 | 0 | 0 | 0.0080666 | 0.012292 | 0 | 0 | 0.0082279 | 0.012538 | 0 | 0 | 0.0083925 | 0.012789 | 0 | 0 | 0.0085603 | 0.013044 | 0 | 0 | 0.00872 | 0.013288 | 0 | 0 | 0.008883 | 0.013536 | 0 | 0 | 0.009046 | 0.013784 | 0
T&D ($/annual kWh) | 0 | 36-GST-Lodging-GuestRooms-OffEquip | 15 | TD:0:36-GST-Lodging-GuestRooms-OffEquip:15 | 0 | 0.0056163 | 0.0085574 | 0 | 0 | 0.0057286 | 0.0087285 | 0 | 0 | 0.0058432 | 0.0089031 | 0 | 0 | 0.0059601 | 0.0090812 | 0 | 0 | 0.0060793 | 0.0092628 | 0 | 0 | 0.0062009 | 0.009448 | 0 | 0 | 0.0063249 | 0.009637 | 0 | 0 | 0.0064514 | 0.0098297 | 0 | 0 | 0.0065804 | 0.010026 | 0 | 0 | 0.006712 | 0.010227 | 0 | 0 | 0.0068463 | 0.010431 | 0 | 0 | 0.0069832 | 0.01064 | 0 | 0 | 0.0071228 | 0.010853 | 0 | 0 | 0.0072653 | 0.01107 | 0 | 0 | 0.0074106 | 0.011291 | 0 | 0 | 0.0075588 | 0.011517 | 0 | 0 | 0.00771 | 0.011747 | 0 | 0 | 0.0078642 | 0.011982 | 0 | 0 | 0.0080215 | 0.012222 | 0 | 0 | 0.0081819 | 0.012466 | 0 | 0 | 0.0083455 | 0.012716 | 0 | 0 | 0.0085125 | 0.01297 | 0 | 0 | 0.0086713 | 0.013212 | 0 | 0 | 0.0088334 | 0.013459 | 0 | 0 | 0.0089954 | 0.013706 | 0
T&D ($/annual kWh) | 0 | 36-GST-Lodging-GuestRooms-OffEquip | SYSTEM | TD:0:36-GST-Lodging-GuestRooms-OffEquip:SYSTEM | 0 | 0.0053543 | 0.0081589 | 0 | 0 | 0.0054614 | 0.0083221 | 0 | 0 | 0.0055706 | 0.0084885 | 0 | 0 | 0.005682 | 0.0086583 | 0 | 0 | 0.0057956 | 0.0088315 | 0 | 0 | 0.0059116 | 0.0090081 | 0 | 0 | 0.0060298 | 0.0091883 | 0 | 0 | 0.0061504 | 0.009372 | 0 | 0 | 0.0062734 | 0.0095595 | 0 | 0 | 0.0063989 | 0.0097506 | 0 | 0 | 0.0065268 | 0.0099457 | 0 | 0 | 0.0066574 | 0.010145 | 0 | 0 | 0.0067905 | 0.010347 | 0 | 0 | 0.0069263 | 0.010554 | 0 | 0 | 0.0070649 | 0.010766 | 0 | 0 | 0.0072062 | 0.010981 | 0 | 0 | 0.0073503 | 0.0112 | 0 | 0 | 0.0074973 | 0.011424 | 0 | 0 | 0.0076472 | 0.011653 | 0 | 0 | 0.0078002 | 0.011886 | 0 | 0 | 0.0079562 | 0.012124 | 0 | 0 | 0.0081153 | 0.012366 | 0 | 0 | 0.0082667 | 0.012597 | 0 | 0 | 0.0084212 | 0.012832 | 0 | 0 | 0.0085757 | 0.013068 | 0
T&D ($/annual kWh) | 0 | 36-GST-Lodging-GuestRooms-Refrig | 7 | TD:0:36-GST-Lodging-GuestRooms-Refrig:7 | 0 | 0.004469 | 0.0068099 | 0 | 0 | 0.0045584 | 0.0069461 | 0 | 0 | 0.0046496 | 0.007085 | 0 | 0 | 0.0047426 | 0.0072268 | 0 | 0 | 0.0048374 | 0.0073713 | 0 | 0 | 0.0049342 | 0.0075187 | 0 | 0 | 0.0050328 | 0.0076691 | 0 | 0 | 0.0051335 | 0.0078225 | 0 | 0 | 0.0052362 | 0.0079789 | 0 | 0 | 0.0053409 | 0.0081385 | 0 | 0 | 0.0054477 | 0.0083013 | 0 | 0 | 0.0055567 | 0.0084673 | 0 | 0 | 0.0056678 | 0.0086366 | 0 | 0 | 0.0057811 | 0.0088094 | 0 | 0 | 0.0058968 | 0.0089856 | 0 | 0 | 0.0060147 | 0.0091653 | 0 | 0 | 0.006135 | 0.0093486 | 0 | 0 | 0.0062577 | 0.0095355 | 0 | 0 | 0.0063829 | 0.0097263 | 0 | 0 | 0.0065105 | 0.0099208 | 0 | 0 | 0.0066407 | 0.010119 | 0 | 0 | 0.0067735 | 0.010322 | 0 | 0 | 0.0068999 | 0.010514 | 0 | 0 | 0.0070289 | 0.010711 | 0 | 0 | 0.0071578 | 0.010907 | 0
T&D ($/annual kWh) | 0 | 36-GST-Lodging-GuestRooms-Refrig | 10 | TD:0:36-GST-Lodging-GuestRooms-Refrig:10 | 0 | 0.0048484 | 0.0073881 | 0 | 0 | 0.0049454 | 0.0075358 | 0 | 0 | 0.0050443 | 0.0076866 | 0 | 0 | 0.0051452 | 0.0078403 | 0 | 0 | 0.0052481 | 0.0079971 | 0 | 0 | 0.0053531 | 0.008157 | 0 | 0 | 0.0054601 | 0.0083202 | 0 | 0 | 0.0055693 | 0.0084866 | 0 | 0 | 0.0056807 | 0.0086563 | 0 | 0 | 0.0057943 | 0.0088294 | 0 | 0 | 0.0059102 | 0.009006 | 0 | 0 | 0.0060284 | 0.0091861 | 0 | 0 | 0.006149 | 0.0093699 | 0 | 0 | 0.006272 | 0.0095573 | 0 | 0 | 0.0063974 | 0.0097484 | 0 | 0 | 0.0065253 | 0.0099434 | 0 | 0 | 0.0066559 | 0.010142 | 0 | 0 | 0.006789 | 0.010345 | 0 | 0 | 0.0069247 | 0.010552 | 0 | 0 | 0.0070632 | 0.010763 | 0 | 0 | 0.0072045 | 0.010978 | 0 | 0 | 0.0073486 | 0.011198 | 0 | 0 | 0.0074857 | 0.011407 | 0 | 0 | 0.0076256 | 0.01162 | 0 | 0 | 0.0077655 | 0.011833 | 0
T&D ($/annual kWh) | 0 | 36-GST-Lodging-GuestRooms-Refrig | 14 | TD:0:36-GST-Lodging-GuestRooms-Refrig:14 | 0 | 0.0048723 | 0.0074245 | 0 | 0 | 0.0049697 | 0.0075729 | 0 | 0 | 0.0050691 | 0.0077244 | 0 | 0 | 0.0051705 | 0.0078789 | 0 | 0 | 0.0052739 | 0.0080365 | 0 | 0 | 0.0053794 | 0.0081972 | 0 | 0 | 0.005487 | 0.0083611 | 0 | 0 | 0.0055967 | 0.0085284 | 0 | 0 | 0.0057087 | 0.0086989 | 0 | 0 | 0.0058229 | 0.0088729 | 0 | 0 | 0.0059393 | 0.0090504 | 0 | 0 | 0.0060581 | 0.0092314 | 0 | 0 | 0.0061793 | 0.009416 | 0 | 0 | 0.0063028 | 0.0096043 | 0 | 0 | 0.0064289 | 0.0097964 | 0 | 0 | 0.0065575 | 0.0099923 | 0 | 0 | 0.0066886 | 0.010192 | 0 | 0 | 0.0068224 | 0.010396 | 0 | 0 | 0.0069588 | 0.010604 | 0 | 0 | 0.007098 | 0.010816 | 0 | 0 | 0.00724 | 0.011032 | 0 | 0 | 0.0073848 | 0.011253 | 0 | 0 | 0.0075226 | 0.011463 | 0 | 0 | 0.0076632 | 0.011677 | 0 | 0 | 0.0078038 | 0.011891 | 0
T&D ($/annual kWh) | 0 | 36-GST-Lodging-GuestRooms-Refrig | 15 | TD:0:36-GST-Lodging-GuestRooms-Refrig:15 | 0 | 0.0048703 | 0.0074205 | 0 | 0 | 0.0049678 | 0.007569 | 0 | 0 | 0.0050671 | 0.0077203 | 0 | 0 | 0.0051684 | 0.0078747 | 0 | 0 | 0.0052718 | 0.0080322 | 0 | 0 | 0.0053773 | 0.0081929 | 0 | 0 | 0.0054848 | 0.0083567 | 0 | 0 | 0.0055945 | 0.0085239 | 0 | 0 | 0.0057064 | 0.0086943 | 0 | 0 | 0.0058205 | 0.0088682 | 0 | 0 | 0.0059369 | 0.0090456 | 0 | 0 | 0.0060557 | 0.0092265 | 0 | 0 | 0.0061768 | 0.009411 | 0 | 0 | 0.0063003 | 0.0095993 | 0 | 0 | 0.0064263 | 0.0097912 | 0 | 0 | 0.0065548 | 0.0099871 | 0 | 0 | 0.0066859 | 0.010187 | 0 | 0 | 0.0068197 | 0.010391 | 0 | 0 | 0.0069561 | 0.010598 | 0 | 0 | 0.0070952 | 0.01081 | 0 | 0 | 0.0072371 | 0.011027 | 0 | 0 | 0.0073818 | 0.011247 | 0 | 0 | 0.0075196 | 0.011457 | 0 | 0 | 0.0076601 | 0.011671 | 0 | 0 | 0.0078006 | 0.011885 | 0
T&D ($/annual kWh) | 0 | 36-GST-Lodging-GuestRooms-Refrig | SYSTEM | TD:0:36-GST-Lodging-GuestRooms-Refrig:SYSTEM | 0 | 0.004469 | 0.0068099 | 0 | 0 | 0.0045584 | 0.0069461 | 0 | 0 | 0.0046496 | 0.007085 | 0 | 0 | 0.0047426 | 0.0072268 | 0 | 0 | 0.0048374 | 0.0073713 | 0 | 0 | 0.0049342 | 0.0075187 | 0 | 0 | 0.0050328 | 0.0076691 | 0 | 0 | 0.0051335 | 0.0078225 | 0 | 0 | 0.0052362 | 0.0079789 | 0 | 0 | 0.0053409 | 0.0081385 | 0 | 0 | 0.0054477 | 0.0083013 | 0 | 0 | 0.0055567 | 0.0084673 | 0 | 0 | 0.0056678 | 0.0086366 | 0 | 0 | 0.0057811 | 0.0088094 | 0 | 0 | 0.0058968 | 0.0089856 | 0 | 0 | 0.0060147 | 0.0091653 | 0 | 0 | 0.006135 | 0.0093486 | 0 | 0 | 0.0062577 | 0.0095355 | 0 | 0 | 0.0063829 | 0.0097263 | 0 | 0 | 0.0065105 | 0.0099208 | 0 | 0 | 0.0066407 | 0.010119 | 0 | 0 | 0.0067735 | 0.010322 | 0 | 0 | 0.0068999 | 0.010514 | 0 | 0 | 0.0070289 | 0.010711 | 0 | 0 | 0.0071578 | 0.010907 | 0
T&D ($/annual kWh) | 0 | 36-GST-Lodging-GuestRooms-Vent/Fan | 7 | TD:0:36-GST-Lodging-GuestRooms-Vent/Fan:7 | 0 | 0.0054551 | 0.0083125 | 0 | 0 | 0.0055642 | 0.0084787 | 0 | 0 | 0.0056755 | 0.0086483 | 0 | 0 | 0.005789 | 0.0088213 | 0 | 0 | 0.0059047 | 0.0089977 | 0 | 0 | 0.0060228 | 0.0091777 | 0 | 0 | 0.0061433 | 0.0093612 | 0 | 0 | 0.0062662 | 0.0095484 | 0 | 0 | 0.0063915 | 0.0097394 | 0 | 0 | 0.0065193 | 0.0099342 | 0 | 0 | 0.0066497 | 0.010133 | 0 | 0 | 0.0067827 | 0.010336 | 0 | 0 | 0.0069184 | 0.010542 | 0 | 0 | 0.0070567 | 0.010753 | 0 | 0 | 0.0071979 | 0.010968 | 0 | 0 | 0.0073418 | 0.011188 | 0 | 0 | 0.0074887 | 0.011411 | 0 | 0 | 0.0076384 | 0.01164 | 0 | 0 | 0.0077912 | 0.011872 | 0 | 0 | 0.007947 | 0.01211 | 0 | 0 | 0.008106 | 0.012352 | 0 | 0 | 0.0082681 | 0.012599 | 0 | 0 | 0.0084224 | 0.012834 | 0 | 0 | 0.0085798 | 0.013074 | 0 | 0 | 0.0087372 | 0.013314 | 0
T&D ($/annual kWh) | 0 | 36-GST-Lodging-GuestRooms-Vent/Fan | 10 | TD:0:36-GST-Lodging-GuestRooms-Vent/Fan:10 | 0 | 0.005574 | 0.0084938 | 0 | 0 | 0.0056855 | 0.0086636 | 0 | 0 | 0.0057992 | 0.0088369 | 0 | 0 | 0.0059152 | 0.0090136 | 0 | 0 | 0.0060335 | 0.0091939 | 0 | 0 | 0.0061542 | 0.0093778 | 0 | 0 | 0.0062773 | 0.0095653 | 0 | 0 | 0.0064028 | 0.0097567 | 0 | 0 | 0.0065309 | 0.0099518 | 0 | 0 | 0.0066615 | 0.010151 | 0 | 0 | 0.0067947 | 0.010354 | 0 | 0 | 0.0069306 | 0.010561 | 0 | 0 | 0.0070692 | 0.010772 | 0 | 0 | 0.0072106 | 0.010988 | 0 | 0 | 0.0073548 | 0.011207 | 0 | 0 | 0.0075019 | 0.011431 | 0 | 0 | 0.0076519 | 0.01166 | 0 | 0 | 0.007805 | 0.011893 | 0 | 0 | 0.0079611 | 0.012131 | 0 | 0 | 0.0081203 | 0.012374 | 0 | 0 | 0.0082827 | 0.012621 | 0 | 0 | 0.0084484 | 0.012874 | 0 | 0 | 0.008606 | 0.013114 | 0 | 0 | 0.0087668 | 0.013359 | 0 | 0 | 0.0089277 | 0.013604 | 0
T&D ($/annual kWh) | 0 | 36-GST-Lodging-GuestRooms-Vent/Fan | 14 | TD:0:36-GST-Lodging-GuestRooms-Vent/Fan:14 | 0 | 0.0055815 | 0.0085052 | 0 | 0 | 0.0056931 | 0.0086753 | 0 | 0 | 0.005807 | 0.0088488 | 0 | 0 | 0.0059231 | 0.0090257 | 0 | 0 | 0.0060416 | 0.0092063 | 0 | 0 | 0.0061624 | 0.0093904 | 0 | 0 | 0.0062857 | 0.0095782 | 0 | 0 | 0.0064114 | 0.0097698 | 0 | 0 | 0.0065396 | 0.0099652 | 0 | 0 | 0.0066704 | 0.010164 | 0 | 0 | 0.0068038 | 0.010368 | 0 | 0 | 0.0069399 | 0.010575 | 0 | 0 | 0.0070787 | 0.010787 | 0 | 0 | 0.0072203 | 0.011002 | 0 | 0 | 0.0073647 | 0.011222 | 0 | 0 | 0.007512 | 0.011447 | 0 | 0 | 0.0076622 | 0.011676 | 0 | 0 | 0.0078155 | 0.011909 | 0 | 0 | 0.0079718 | 0.012147 | 0 | 0 | 0.0081312 | 0.01239 | 0 | 0 | 0.0082938 | 0.012638 | 0 | 0 | 0.0084597 | 0.012891 | 0 | 0 | 0.0086176 | 0.013132 | 0 | 0 | 0.0087786 | 0.013377 | 0 | 0 | 0.0089397 | 0.013622 | 0
T&D ($/annual kWh) | 0 | 36-GST-Lodging-GuestRooms-Vent/Fan | 15 | TD:0:36-GST-Lodging-GuestRooms-Vent/Fan:15 | 0 | 0.0055315 | 0.0084282 | 0 | 0 | 0.0056421 | 0.0085967 | 0 | 0 | 0.005755 | 0.0087687 | 0 | 0 | 0.0058701 | 0.008944 | 0 | 0 | 0.0059875 | 0.0091229 | 0 | 0 | 0.0061072 | 0.0093054 | 0 | 0 | 0.0062294 | 0.0094915 | 0 | 0 | 0.006354 | 0.0096813 | 0 | 0 | 0.006481 | 0.009875 | 0 | 0 | 0.0066107 | 0.010072 | 0 | 0 | 0.0067429 | 0.010274 | 0 | 0 | 0.0068777 | 0.010479 | 0 | 0 | 0.0070153 | 0.010689 | 0 | 0 | 0.0071556 | 0.010903 | 0 | 0 | 0.0072987 | 0.011121 | 0 | 0 | 0.0074447 | 0.011343 | 0 | 0 | 0.0075936 | 0.01157 | 0 | 0 | 0.0077455 | 0.011801 | 0 | 0 | 0.0079004 | 0.012038 | 0 | 0 | 0.0080584 | 0.012278 | 0 | 0 | 0.0082195 | 0.012524 | 0 | 0 | 0.0083839 | 0.012774 | 0 | 0 | 0.0085404 | 0.013013 | 0 | 0 | 0.0087 | 0.013256 | 0 | 0 | 0.0088596 | 0.013499 | 0
T&D ($/annual kWh) | 0 | 36-GST-Lodging-GuestRooms-Vent/Fan | SYSTEM | TD:0:36-GST-Lodging-GuestRooms-Vent/Fan:SYSTEM | 0 | 0.0054551 | 0.0083125 | 0 | 0 | 0.0055642 | 0.0084787 | 0 | 0 | 0.0056755 | 0.0086483 | 0 | 0 | 0.005789 | 0.0088213 | 0 | 0 | 0.0059047 | 0.0089977 | 0 | 0 | 0.0060228 | 0.0091777 | 0 | 0 | 0.0061433 | 0.0093612 | 0 | 0 | 0.0062662 | 0.0095484 | 0 | 0 | 0.0063915 | 0.0097394 | 0 | 0 | 0.0065193 | 0.0099342 | 0 | 0 | 0.0066497 | 0.010133 | 0 | 0 | 0.0067827 | 0.010336 | 0 | 0 | 0.0069184 | 0.010542 | 0 | 0 | 0.0070567 | 0.010753 | 0 | 0 | 0.0071979 | 0.010968 | 0 | 0 | 0.0073418 | 0.011188 | 0 | 0 | 0.0074887 | 0.011411 | 0 | 0 | 0.0076384 | 0.01164 | 0 | 0 | 0.0077912 | 0.011872 | 0 | 0 | 0.007947 | 0.01211 | 0 | 0 | 0.008106 | 0.012352 | 0 | 0 | 0.0082681 | 0.012599 | 0 | 0 | 0.0084224 | 0.012834 | 0 | 0 | 0.0085798 | 0.013074 | 0 | 0 | 0.0087372 | 0.013314 | 0
[83 empty] | 91.3311 | 0 | 0 | 29.224 | 93.493 | 0 | 0 | 29.8998 | 95.6549 | 0 | 0 | 30.5755 | 97.8169 | 0 | 0 | 31.2513 | 99.9788 | 0 | 0 | 31.9271 | 102.1408 | 0
[83 empty] | 98.9891 | 0 | 0 | 31.6693 | 101.3323 | 0 | 0 | 32.4016 | 103.6755 | 0 | 0 | 33.1339 | 106.0187 | 0 | 0 | 33.8663 | 108.362 | 0 | 0 | 34.5986 | 110.7052 | 0
[83 empty] | 102.3394 | 0 | 0 | 32.7381 | 104.762 | 0 | 0 | 33.4952 | 107.1845 | 0 | 0 | 34.2522 | 109.607 | 0 | 0 | 35.0092 | 112.0295 | 0 | 0 | 35.7663 | 114.452 | 0
[83 empty] | 105.906 | 0 | 0 | 33.879 | 108.4129 | 0 | 0 | 34.6625 | 110.9199 | 0 | 0 | 35.4459 | 113.4268 | 0 | 0 | 36.2293 | 115.9338 | 0 | 0 | 37.0127 | 118.4407 | 0
[83 empty] | 108.9942 | 0 | 0 | 34.879 | 111.5743 | 0 | 0 | 35.6856 | 114.1543 | 0 | 0 | 36.4921 | 116.7344 | 0 | 0 | 37.2987 | 119.3144 | 0 | 0 | 38.1052 | 121.8945 | 0
[83 empty] | 110.321 | 0 | 0 | 35.2914 | 112.9325 | 0 | 0 | 36.1075 | 115.5439 | 0 | 0 | 36.9236 | 118.1554 | 0 | 0 | 37.7396 | 120.7668 | 0 | 0 | 38.5557 | 123.3783 | 0
[83 empty] | 110.9201 | 0 | 0 | 35.4947 | 113.5458 | 0 | 0 | 36.3155 | 116.1714 | 0 | 0 | 37.1363 | 118.797 | 0 | 0 | 37.9571 | 121.4227 | 0 | 0 | 38.7778 | 124.0483 | 0
[83 empty] | 133.853 | 0 | 0 | 42.847 | 137.0215 | 0 | 0 | 43.8378 | 140.19 | 0 | 0 | 44.8286 | 143.3585 | 0 | 0 | 45.8194 | 146.527 | 0 | 0 | 46.8102 | 149.6955 | 0
[83 empty] | 91.3311 | 0 | 0 | 29.224 | 93.493 | 0 | 0 | 29.8998 | 95.6549 | 0 | 0 | 30.5755 | 97.8169 | 0 | 0 | 31.2513 | 99.9788 | 0 | 0 | 31.9271 | 102.1408 | 0
[83 empty] | 89.654 | 0 | 0 | 28.6832 | 91.7763 | 0 | 0 | 29.3465 | 93.8985 | 0 | 0 | 30.0097 | 96.0208 | 0 | 0 | 30.673 | 98.143 | 0 | 0 | 31.3363 | 100.2652 | 0
[83 empty] | 97.9485 | 0 | 0 | 31.3347 | 100.2671 | 0 | 0 | 32.0593 | 102.5856 | 0 | 0 | 32.7839 | 104.9042 | 0 | 0 | 33.5084 | 107.2228 | 0 | 0 | 34.233 | 109.5414 | 0
[83 empty] | 101.5916 | 0 | 0 | 32.4989 | 103.9964 | 0 | 0 | 33.2504 | 106.4012 | 0 | 0 | 34.0019 | 108.806 | 0 | 0 | 34.7534 | 111.2109 | 0 | 0 | 35.5049 | 113.6157 | 0
[83 empty] | 105.424 | 0 | 0 | 33.7248 | 107.9195 | 0 | 0 | 34.5047 | 110.415 | 0 | 0 | 35.2846 | 112.9106 | 0 | 0 | 36.0644 | 115.4061 | 0 | 0 | 36.8443 | 117.9016 | 0
[83 empty] | 108.566 | 0 | 0 | 34.735 | 111.1359 | 0 | 0 | 35.5382 | 113.7058 | 0 | 0 | 36.3414 | 116.2757 | 0 | 0 | 37.1446 | 118.8456 | 0 | 0 | 37.9479 | 121.4155 | 0
[83 empty] | 110.0573 | 0 | 0 | 35.207 | 112.6625 | 0 | 0 | 36.0212 | 115.2677 | 0 | 0 | 36.8353 | 117.8729 | 0 | 0 | 37.6494 | 120.4781 | 0 | 0 | 38.4635 | 123.0833 | 0
[83 empty] | 110.4643 | 0 | 0 | 35.3421 | 113.0791 | 0 | 0 | 36.1593 | 115.6939 | 0 | 0 | 36.9766 | 118.3088 | 0 | 0 | 37.7938 | 120.9236 | 0 | 0 | 38.6111 | 123.5385 | 0
[83 empty] | 132.6039 | 0 | 0 | 42.4312 | 135.7428 | 0 | 0 | 43.4124 | 138.8817 | 0 | 0 | 44.3936 | 142.0206 | 0 | 0 | 45.3748 | 145.1596 | 0 | 0 | 46.3559 | 148.2985 | 0
[83 empty] | 89.654 | 0 | 0 | 28.6832 | 91.7763 | 0 | 0 | 29.3465 | 93.8985 | 0 | 0 | 30.0097 | 96.0208 | 0 | 0 | 30.673 | 98.143 | 0 | 0 | 31.3363 | 100.2652 | 0
[83 empty] | 91.6675 | 0 | 0 | 29.3255 | 93.8374 | 0 | 0 | 30.0036 | 96.0073 | 0 | 0 | 30.6818 | 98.1772 | 0 | 0 | 31.3599 | 100.3471 | 0 | 0 | 32.038 | 102.517 | 0
[83 empty] | 99.2689 | 0 | 0 | 31.7564 | 101.6187 | 0 | 0 | 32.4907 | 103.9686 | 0 | 0 | 33.225 | 106.3184 | 0 | 0 | 33.9594 | 108.6682 | 0 | 0 | 34.6937 | 111.0181 | 0
[83 empty] | 102.6307 | 0 | 0 | 32.8313 | 105.0601 | 0 | 0 | 33.5905 | 107.4895 | 0 | 0 | 34.3497 | 109.9189 | 0 | 0 | 35.1088 | 112.3483 | 0 | 0 | 35.868 | 114.7777 | 0
[83 empty] | 106.0937 | 0 | 0 | 33.9391 | 108.6051 | 0 | 0 | 34.7239 | 111.1164 | 0 | 0 | 35.5087 | 113.6278 | 0 | 0 | 36.2935 | 116.1392 | 0 | 0 | 37.0783 | 118.6506 | 0
[83 empty] | 108.6467 | 0 | 0 | 34.7579 | 111.2185 | 0 | 0 | 35.5617 | 113.7904 | 0 | 0 | 36.3654 | 116.3622 | 0 | 0 | 37.1692 | 118.934 | 0 | 0 | 37.9729 | 121.5058 | 0
[83 empty] | 110.4237 | 0 | 0 | 35.3242 | 113.0376 | 0 | 0 | 36.1411 | 115.6515 | 0 | 0 | 36.9579 | 118.2654 | 0 | 0 | 37.7748 | 120.8793 | 0 | 0 | 38.5916 | 123.4931 | 0
[83 empty] | 110.6004 | 0 | 0 | 35.3828 | 113.2184 | 0 | 0 | 36.201 | 115.8365 | 0 | 0 | 37.0192 | 118.4546 | 0 | 0 | 37.8374 | 121.0726 | 0 | 0 | 38.6556 | 123.6907 | 0
[83 empty] | 133.1562 | 0 | 0 | 42.6012 | 136.3082 | 0 | 0 | 43.5864 | 139.4602 | 0 | 0 | 44.5715 | 142.6122 | 0 | 0 | 45.5566 | 145.7642 | 0 | 0 | 46.5417 | 148.9162 | 0
[83 empty] | 91.6675 | 0 | 0 | 29.3255 | 93.8374 | 0 | 0 | 30.0036 | 96.0073 | 0 | 0 | 30.6818 | 98.1772 | 0 | 0 | 31.3599 | 100.3471 | 0 | 0 | 32.038 | 102.517 | 0
[83 empty] | 87.7217 | 0 | 0 | 28.065 | 89.7982 | 0 | 0 | 28.714 | 91.8747 | 0 | 0 | 29.363 | 93.9512 | 0 | 0 | 30.012 | 96.0277 | 0 | 0 | 30.6609 | 98.1042 | 0
[83 empty] | 96.6987 | 0 | 0 | 30.9349 | 98.9877 | 0 | 0 | 31.6502 | 101.2767 | 0 | 0 | 32.3656 | 103.5656 | 0 | 0 | 33.0809 | 105.8546 | 0 | 0 | 33.7962 | 108.1436 | 0
[83 empty] | 100.629 | 0 | 0 | 32.1909 | 103.011 | 0 | 0 | 32.9353 | 105.393 | 0 | 0 | 33.6797 | 107.7751 | 0 | 0 | 34.4241 | 110.1571 | 0 | 0 | 35.1685 | 112.5391 | 0
[83 empty] | 104.8035 | 0 | 0 | 33.5264 | 107.2844 | 0 | 0 | 34.3016 | 109.7652 | 0 | 0 | 35.0769 | 112.2461 | 0 | 0 | 35.8522 | 114.7269 | 0 | 0 | 36.6274 | 117.2078 | 0
[83 empty] | 108.3822 | 0 | 0 | 34.6762 | 110.9477 | 0 | 0 | 35.4781 | 113.5133 | 0 | 0 | 36.2799 | 116.0788 | 0 | 0 | 37.0818 | 118.6444 | 0 | 0 | 37.8836 | 121.21 | 0
[83 empty] | 109.7178 | 0 | 0 | 35.0984 | 112.315 | 0 | 0 | 35.9101 | 114.9122 | 0 | 0 | 36.7217 | 117.5094 | 0 | 0 | 37.5333 | 120.1065 | 0 | 0 | 38.3449 | 122.7037 | 0
[83 empty] | 110.2328 | 0 | 0 | 35.268 | 112.8421 | 0 | 0 | 36.0836 | 115.4515 | 0 | 0 | 36.8991 | 118.0609 | 0 | 0 | 37.7147 | 120.6702 | 0 | 0 | 38.5302 | 123.2796 | 0
[83 empty] | 131.8413 | 0 | 0 | 42.1873 | 134.9622 | 0 | 0 | 43.1628 | 138.0831 | 0 | 0 | 44.1384 | 141.204 | 0 | 0 | 45.1139 | 144.3248 | 0 | 0 | 46.0895 | 147.4457 | 0
[83 empty] | 87.7217 | 0 | 0 | 28.065 | 89.7982 | 0 | 0 | 28.714 | 91.8747 | 0 | 0 | 29.363 | 93.9512 | 0 | 0 | 30.012 | 96.0277 | 0 | 0 | 30.6609 | 98.1042 | 0
[83 empty] | 91.279 | 0 | 0 | 29.205 | 93.4397 | 0 | 0 | 29.8803 | 95.6004 | 0 | 0 | 30.5556 | 97.7611 | 0 | 0 | 31.231 | 99.9218 | 0 | 0 | 31.9063 | 102.0825 | 0
[83 empty] | 98.9796 | 0 | 0 | 31.6653 | 101.3226 | 0 | 0 | 32.3976 | 103.6656 | 0 | 0 | 33.1298 | 106.0086 | 0 | 0 | 33.862 | 108.3516 | 0 | 0 | 34.5942 | 110.6946 | 0
[83 empty] | 102.3617 | 0 | 0 | 32.7452 | 104.7847 | 0 | 0 | 33.5024 | 107.2077 | 0 | 0 | 34.2596 | 109.6308 | 0 | 0 | 35.0168 | 112.0538 | 0 | 0 | 35.774 | 114.4769 | 0
[83 empty] | 105.9203 | 0 | 0 | 33.8836 | 108.4276 | 0 | 0 | 34.6671 | 110.9349 | 0 | 0 | 35.4507 | 113.4421 | 0 | 0 | 36.2342 | 115.9494 | 0 | 0 | 37.0177 | 118.4567 | 0
[83 empty] | 108.8414 | 0 | 0 | 34.8263 | 111.4179 | 0 | 0 | 35.6316 | 113.9943 | 0 | 0 | 36.4369 | 116.5707 | 0 | 0 | 37.2423 | 119.1472 | 0 | 0 | 38.0476 | 121.7236 | 0
[83 empty] | 110.3288 | 0 | 0 | 35.2939 | 112.9405 | 0 | 0 | 36.11 | 115.5521 | 0 | 0 | 36.9262 | 118.1638 | 0 | 0 | 37.7423 | 120.7754 | 0 | 0 | 38.5585 | 123.3871 | 0
[83 empty] | 110.7736 | 0 | 0 | 35.4441 | 113.3958 | 0 | 0 | 36.2637 | 116.0179 | 0 | 0 | 37.0833 | 118.6401 | 0 | 0 | 37.9029 | 121.2623 | 0 | 0 | 38.7226 | 123.8845 | 0
[83 empty] | 133.5093 | 0 | 0 | 42.7281 | 136.6696 | 0 | 0 | 43.7162 | 139.83 | 0 | 0 | 44.7042 | 142.9904 | 0 | 0 | 45.6923 | 146.1507 | 0 | 0 | 46.6803 | 149.3111 | 0
[83 empty] | 91.279 | 0 | 0 | 29.205 | 93.4397 | 0 | 0 | 29.8803 | 95.6004 | 0 | 0 | 30.5556 | 97.7611 | 0 | 0 | 31.231 | 99.9218 | 0 | 0 | 31.9063 | 102.0825 | 0
[83 empty] | 91.3311 | 0 | 0 | 29.224 | 93.493 | 0 | 0 | 29.8998 | 95.6549 | 0 | 0 | 30.5755 | 97.8169 | 0 | 0 | 31.2513 | 99.9788 | 0 | 0 | 31.9271 | 102.1408 | 0
[83 empty] | 98.9891 | 0 | 0 | 31.6693 | 101.3323 | 0 | 0 | 32.4016 | 103.6755 | 0 | 0 | 33.1339 | 106.0187 | 0 | 0 | 33.8663 | 108.362 | 0 | 0 | 34.5986 | 110.7052 | 0
[83 empty] | 102.3394 | 0 | 0 | 32.7381 | 104.762 | 0 | 0 | 33.4952 | 107.1845 | 0 | 0 | 34.2522 | 109.607 | 0 | 0 | 35.0092 | 112.0295 | 0 | 0 | 35.7663 | 114.452 | 0
[83 empty] | 105.906 | 0 | 0 | 33.879 | 108.4129 | 0 | 0 | 34.6625 | 110.9199 | 0 | 0 | 35.4459 | 113.4268 | 0 | 0 | 36.2293 | 115.9338 | 0 | 0 | 37.0127 | 118.4407 | 0
[83 empty] | 108.9942 | 0 | 0 | 34.879 | 111.5743 | 0 | 0 | 35.6856 | 114.1543 | 0 | 0 | 36.4921 | 116.7344 | 0 | 0 | 37.2987 | 119.3144 | 0 | 0 | 38.1052 | 121.8945 | 0
[83 empty] | 110.321 | 0 | 0 | 35.2914 | 112.9325 | 0 | 0 | 36.1075 | 115.5439 | 0 | 0 | 36.9236 | 118.1554 | 0 | 0 | 37.7396 | 120.7668 | 0 | 0 | 38.5557 | 123.3783 | 0
[83 empty] | 110.9201 | 0 | 0 | 35.4947 | 113.5458 | 0 | 0 | 36.3155 | 116.1714 | 0 | 0 | 37.1363 | 118.797 | 0 | 0 | 37.9571 | 121.4227 | 0 | 0 | 38.7778 | 124.0483 | 0
[83 empty] | 133.853 | 0 | 0 | 42.847 | 137.0215 | 0 | 0 | 43.8378 | 140.19 | 0 | 0 | 44.8286 | 143.3585 | 0 | 0 | 45.8194 | 146.527 | 0 | 0 | 46.8102 | 149.6955 | 0
[83 empty] | 91.3311 | 0 | 0 | 29.224 | 93.493 | 0 | 0 | 29.8998 | 95.6549 | 0 | 0 | 30.5755 | 97.8169 | 0 | 0 | 31.2513 | 99.9788 | 0 | 0 | 31.9271 | 102.1408 | 0
[83 empty] | 88.0853 | 0 | 0 | 28.1808 | 90.1704 | 0 | 0 | 28.8324 | 92.2555 | 0 | 0 | 29.4841 | 94.3406 | 0 | 0 | 30.1358 | 96.4257 | 0 | 0 | 30.7874 | 98.5108 | 0
[83 empty] | 96.9396 | 0 | 0 | 31.0117 | 99.2343 | 0 | 0 | 31.7288 | 101.529 | 0 | 0 | 32.4459 | 103.8237 | 0 | 0 | 33.1631 | 106.1184 | 0 | 0 | 33.8802 | 108.4131 | 0
[83 empty] | 100.8215 | 0 | 0 | 32.2525 | 103.2081 | 0 | 0 | 32.9983 | 105.5947 | 0 | 0 | 33.7441 | 107.9813 | 0 | 0 | 34.49 | 110.3679 | 0 | 0 | 35.2358 | 112.7544 | 0
[83 empty] | 104.9276 | 0 | 0 | 33.5661 | 107.4114 | 0 | 0 | 34.3422 | 109.8952 | 0 | 0 | 35.1184 | 112.379 | 0 | 0 | 35.8946 | 114.8628 | 0 | 0 | 36.6708 | 117.3466 | 0
[83 empty] | 108.3818 | 0 | 0 | 34.6752 | 110.9474 | 0 | 0 | 35.477 | 113.5129 | 0 | 0 | 36.2788 | 116.0785 | 0 | 0 | 37.0807 | 118.644 | 0 | 0 | 37.8825 | 121.2096 | 0
[83 empty] | 109.7857 | 0 | 0 | 35.1202 | 112.3845 | 0 | 0 | 35.9323 | 114.9833 | 0 | 0 | 36.7444 | 117.5821 | 0 | 0 | 37.5565 | 120.1809 | 0 | 0 | 38.3686 | 122.7796 | 0
[83 empty] | 110.2432 | 0 | 0 | 35.2705 | 112.8528 | 0 | 0 | 36.0861 | 115.4624 | 0 | 0 | 36.9017 | 118.072 | 0 | 0 | 37.7173 | 120.6816 | 0 | 0 | 38.5329 | 123.2912 | 0
[83 empty] | 131.9085 | 0 | 0 | 42.2067 | 135.0309 | 0 | 0 | 43.1826 | 138.1534 | 0 | 0 | 44.1586 | 141.2758 | 0 | 0 | 45.1346 | 144.3983 | 0 | 0 | 46.1106 | 147.5208 | 0
[83 empty] | 88.0853 | 0 | 0 | 28.1808 | 90.1704 | 0 | 0 | 28.8324 | 92.2555 | 0 | 0 | 29.4841 | 94.3406 | 0 | 0 | 30.1358 | 96.4257 | 0 | 0 | 30.7874 | 98.5108 | 0
[83 empty] | 92.0366 | 0 | 0 | 29.4469 | 94.2152 | 0 | 0 | 30.1279 | 96.3938 | 0 | 0 | 30.8088 | 98.5725 | 0 | 0 | 31.4897 | 100.7511 | 0 | 0 | 32.1706 | 102.9298 | 0
[83 empty] | 99.4735 | 0 | 0 | 31.8231 | 101.8282 | 0 | 0 | 32.559 | 104.1828 | 0 | 0 | 33.2949 | 106.5375 | 0 | 0 | 34.0308 | 108.8922 | 0 | 0 | 34.7667 | 111.2469 | 0
[83 empty] | 102.7467 | 0 | 0 | 32.8684 | 105.1789 | 0 | 0 | 33.6284 | 107.611 | 0 | 0 | 34.3885 | 110.0432 | 0 | 0 | 35.1485 | 112.4753 | 0 | 0 | 35.9086 | 114.9075 | 0
[83 empty] | 106.1685 | 0 | 0 | 33.963 | 108.6816 | 0 | 0 | 34.7484 | 111.1948 | 0 | 0 | 35.5337 | 113.7079 | 0 | 0 | 36.3191 | 116.2211 | 0 | 0 | 37.1045 | 118.7343 | 0
[83 empty] | 108.89 | 0 | 0 | 34.8412 | 111.4676 | 0 | 0 | 35.6469 | 114.0451 | 0 | 0 | 36.4525 | 116.6227 | 0 | 0 | 37.2582 | 119.2003 | 0 | 0 | 38.0639 | 121.7779 | 0
[83 empty] | 110.4646 | 0 | 0 | 35.3373 | 113.0795 | 0 | 0 | 36.1545 | 115.6943 | 0 | 0 | 36.9716 | 118.3092 | 0 | 0 | 37.7888 | 120.924 | 0 | 0 | 38.6059 | 123.5389 | 0
[83 empty] | 110.8421 | 0 | 0 | 35.4654 | 113.4658 | 0 | 0 | 36.2855 | 116.0896 | 0 | 0 | 37.1056 | 118.7134 | 0 | 0 | 37.9257 | 121.3372 | 0 | 0 | 38.7458 | 123.961 | 0
[83 empty] | 133.7568 | 0 | 0 | 42.8059 | 136.923 | 0 | 0 | 43.7957 | 140.0893 | 0 | 0 | 44.7856 | 143.2555 | 0 | 0 | 45.7754 | 146.4217 | 0 | 0 | 46.7653 | 149.5879 | 0
[83 empty] | 92.0366 | 0 | 0 | 29.4469 | 94.2152 | 0 | 0 | 30.1279 | 96.3938 | 0 | 0 | 30.8088 | 98.5725 | 0 | 0 | 31.4897 | 100.7511 | 0 | 0 | 32.1706 | 102.9298 | 0
[83 empty] | 91.2246 | 0 | 0 | 29.1896 | 93.384 | 0 | 0 | 29.8646 | 95.5434 | 0 | 0 | 30.5396 | 97.7029 | 0 | 0 | 31.2145 | 99.8623 | 0 | 0 | 31.8895 | 102.0217 | 0
[83 empty] | 98.9237 | 0 | 0 | 31.6482 | 101.2653 | 0 | 0 | 32.3801 | 103.607 | 0 | 0 | 33.1119 | 105.9486 | 0 | 0 | 33.8437 | 108.2903 | 0 | 0 | 34.5756 | 110.632 | 0
[83 empty] | 102.2932 | 0 | 0 | 32.7233 | 104.7146 | 0 | 0 | 33.48 | 107.136 | 0 | 0 | 34.2367 | 109.5575 | 0 | 0 | 34.9934 | 111.9789 | 0 | 0 | 35.7501 | 114.4003 | 0
[83 empty] | 105.8762 | 0 | 0 | 33.8695 | 108.3824 | 0 | 0 | 34.6527 | 110.8886 | 0 | 0 | 35.4359 | 113.3949 | 0 | 0 | 36.2191 | 115.9011 | 0 | 0 | 37.0023 | 118.4074 | 0
[83 empty] | 108.9633 | 0 | 0 | 34.8686 | 111.5426 | 0 | 0 | 35.6749 | 114.1219 | 0 | 0 | 36.4812 | 116.7012 | 0 | 0 | 37.2875 | 119.2806 | 0 | 0 | 38.0938 | 121.8599 | 0
[83 empty] | 110.3047 | 0 | 0 | 35.2862 | 112.9158 | 0 | 0 | 36.1021 | 115.5268 | 0 | 0 | 36.9181 | 118.1379 | 0 | 0 | 37.7341 | 120.749 | 0 | 0 | 38.55 | 123.3601 | 0
[83 empty] | 110.8876 | 0 | 0 | 35.4838 | 113.5125 | 0 | 0 | 36.3043 | 116.1374 | 0 | 0 | 37.1248 | 118.7622 | 0 | 0 | 37.9454 | 121.3871 | 0 | 0 | 38.7659 | 124.012 | 0
[83 empty] | 133.7655 | 0 | 0 | 42.8177 | 136.9319 | 0 | 0 | 43.8079 | 140.0984 | 0 | 0 | 44.798 | 143.2648 | 0 | 0 | 45.7881 | 146.4312 | 0 | 0 | 46.7782 | 149.5976 | 0
[83 empty] | 91.2246 | 0 | 0 | 29.1896 | 93.384 | 0 | 0 | 29.8646 | 95.5434 | 0 | 0 | 30.5396 | 97.7029 | 0 | 0 | 31.2145 | 99.8623 | 0 | 0 | 31.8895 | 102.0217 | 0
[83 empty] | 91.2246 | 0 | 0 | 29.1896 | 93.384 | 0 | 0 | 29.8646 | 95.5434 | 0 | 0 | 30.5396 | 97.7029 | 0 | 0 | 31.2145 | 99.8623 | 0 | 0 | 31.8895 | 102.0217 | 0
[83 empty] | 98.9237 | 0 | 0 | 31.6482 | 101.2653 | 0 | 0 | 32.3801 | 103.607 | 0 | 0 | 33.1119 | 105.9486 | 0 | 0 | 33.8437 | 108.2903 | 0 | 0 | 34.5756 | 110.632 | 0
[83 empty] | 102.2932 | 0 | 0 | 32.7233 | 104.7146 | 0 | 0 | 33.48 | 107.136 | 0 | 0 | 34.2367 | 109.5575 | 0 | 0 | 34.9934 | 111.9789 | 0 | 0 | 35.7501 | 114.4003 | 0
[83 empty] | 105.8762 | 0 | 0 | 33.8695 | 108.3824 | 0 | 0 | 34.6527 | 110.8886 | 0 | 0 | 35.4359 | 113.3949 | 0 | 0 | 36.2191 | 115.9011 | 0 | 0 | 37.0023 | 118.4074 | 0
[83 empty] | 108.9633 | 0 | 0 | 34.8686 | 111.5426 | 0 | 0 | 35.6749 | 114.1219 | 0 | 0 | 36.4812 | 116.7012 | 0 | 0 | 37.2875 | 119.2806 | 0 | 0 | 38.0938 | 121.8599 | 0
[83 empty] | 110.3047 | 0 | 0 | 35.2862 | 112.9158 | 0 | 0 | 36.1021 | 115.5268 | 0 | 0 | 36.9181 | 118.1379 | 0 | 0 | 37.7341 | 120.749 | 0 | 0 | 38.55 | 123.3601 | 0
[83 empty] | 110.8876 | 0 | 0 | 35.4838 | 113.5125 | 0 | 0 | 36.3043 | 116.1374 | 0 | 0 | 37.1248 | 118.7622 | 0 | 0 | 37.9454 | 121.3871 | 0 | 0 | 38.7659 | 124.012 | 0
[83 empty] | 133.7655 | 0 | 0 | 42.8177 | 136.9319 | 0 | 0 | 43.8079 | 140.0984 | 0 | 0 | 44.798 | 143.2648 | 0 | 0 | 45.7881 | 146.4312 | 0 | 0 | 46.7782 | 149.5976 | 0
[83 empty] | 91.2246 | 0 | 0 | 29.1896 | 93.384 | 0 | 0 | 29.8646 | 95.5434 | 0 | 0 | 30.5396 | 97.7029 | 0 | 0 | 31.2145 | 99.8623 | 0 | 0 | 31.8895 | 102.0217 | 0
[83 empty] | 90.3228 | 0 | 0 | 28.9002 | 92.4609 | 0 | 0 | 29.5685 | 94.599 | 0 | 0 | 30.2367 | 96.737 | 0 | 0 | 30.905 | 98.8751 | 0 | 0 | 31.5733 | 101.0132 | 0
[83 empty] | 98.3502 | 0 | 0 | 31.4644 | 100.6783 | 0 | 0 | 32.192 | 103.0064 | 0 | 0 | 32.9196 | 105.3345 | 0 | 0 | 33.6471 | 107.6626 | 0 | 0 | 34.3747 | 109.9906 | 0
[83 empty] | 101.8634 | 0 | 0 | 32.5858 | 104.2747 | 0 | 0 | 33.3394 | 106.6859 | 0 | 0 | 34.0929 | 109.0972 | 0 | 0 | 34.8464 | 111.5085 | 0 | 0 | 35.5999 | 113.9197 | 0
[83 empty] | 105.5992 | 0 | 0 | 33.7809 | 108.0989 | 0 | 0 | 34.562 | 110.5985 | 0 | 0 | 35.3432 | 113.0982 | 0 | 0 | 36.1243 | 115.5979 | 0 | 0 | 36.9055 | 118.0976 | 0
[83 empty] | 108.8178 | 0 | 0 | 34.8205 | 111.3936 | 0 | 0 | 35.6257 | 113.9695 | 0 | 0 | 36.4308 | 116.5454 | 0 | 0 | 37.236 | 119.1213 | 0 | 0 | 38.0412 | 121.6971 | 0
[83 empty] | 110.1531 | 0 | 0 | 35.2377 | 112.7606 | 0 | 0 | 36.0525 | 115.3681 | 0 | 0 | 36.8674 | 117.9756 | 0 | 0 | 37.6822 | 120.5831 | 0 | 0 | 38.4971 | 123.1906 | 0
[83 empty] | 110.7229 | 0 | 0 | 35.4296 | 113.3439 | 0 | 0 | 36.2489 | 115.9648 | 0 | 0 | 37.0681 | 118.5858 | 0 | 0 | 37.8874 | 121.2068 | 0 | 0 | 38.7067 | 123.8277 | 0
[83 empty] | 133.2791 | 0 | 0 | 42.6585 | 136.434 | 0 | 0 | 43.645 | 139.5889 | 0 | 0 | 44.6314 | 142.7438 | 0 | 0 | 45.6178 | 145.8987 | 0 | 0 | 46.6043 | 149.0536 | 0
[83 empty] | 90.3228 | 0 | 0 | 28.9002 | 92.4609 | 0 | 0 | 29.5685 | 94.599 | 0 | 0 | 30.2367 | 96.737 | 0 | 0 | 30.905 | 98.8751 | 0 | 0 | 31.5733 | 101.0132 | 0
[83 empty] | 89.654 | 0 | 0 | 28.6832 | 91.7763 | 0 | 0 | 29.3465 | 93.8985 | 0 | 0 | 30.0097 | 96.0208 | 0 | 0 | 30.673 | 98.143 | 0 | 0 | 31.3363 | 100.2652 | 0
[83 empty] | 97.9485 | 0 | 0 | 31.3347 | 100.2671 | 0 | 0 | 32.0593 | 102.5856 | 0 | 0 | 32.7839 | 104.9042 | 0 | 0 | 33.5084 | 107.2228 | 0 | 0 | 34.233 | 109.5414 | 0
[83 empty] | 101.5916 | 0 | 0 | 32.4989 | 103.9964 | 0 | 0 | 33.2504 | 106.4012 | 0 | 0 | 34.0019 | 108.806 | 0 | 0 | 34.7534 | 111.2109 | 0 | 0 | 35.5049 | 113.6157 | 0
[83 empty] | 105.424 | 0 | 0 | 33.7248 | 107.9195 | 0 | 0 | 34.5047 | 110.415 | 0 | 0 | 35.2846 | 112.9106 | 0 | 0 | 36.0644 | 115.4061 | 0 | 0 | 36.8443 | 117.9016 | 0
[83 empty] | 108.566 | 0 | 0 | 34.735 | 111.1359 | 0 | 0 | 35.5382 | 113.7058 | 0 | 0 | 36.3414 | 116.2757 | 0 | 0 | 37.1446 | 118.8456 | 0 | 0 | 37.9479 | 121.4155 | 0
[83 empty] | 110.0573 | 0 | 0 | 35.207 | 112.6625 | 0 | 0 | 36.0212 | 115.2677 | 0 | 0 | 36.8353 | 117.8729 | 0 | 0 | 37.6494 | 120.4781 | 0 | 0 | 38.4635 | 123.0833 | 0
[83 empty] | 110.4643 | 0 | 0 | 35.3421 | 113.0791 | 0 | 0 | 36.1593 | 115.6939 | 0 | 0 | 36.9766 | 118.3088 | 0 | 0 | 37.7938 | 120.9236 | 0 | 0 | 38.6111 | 123.5385 | 0
[83 empty] | 132.6039 | 0 | 0 | 42.4312 | 135.7428 | 0 | 0 | 43.4124 | 138.8817 | 0 | 0 | 44.3936 | 142.0206 | 0 | 0 | 45.3748 | 145.1596 | 0 | 0 | 46.3559 | 148.2985 | 0
[83 empty] | 89.654 | 0 | 0 | 28.6832 | 91.7763 | 0 | 0 | 29.3465 | 93.8985 | 0 | 0 | 30.0097 | 96.0208 | 0 | 0 | 30.673 | 98.143 | 0 | 0 | 31.3363 | 100.2652 | 0
[83 empty] | 89.9012 | 0 | 0 | 28.7636 | 92.0293 | 0 | 0 | 29.4287 | 94.1574 | 0 | 0 | 30.0939 | 96.2855 | 0 | 0 | 30.759 | 98.4136 | 0 | 0 | 31.4241 | 100.5417 | 0
[83 empty] | 98.0948 | 0 | 0 | 31.382 | 100.4169 | 0 | 0 | 32.1077 | 102.7389 | 0 | 0 | 32.8334 | 105.061 | 0 | 0 | 33.5591 | 107.383 | 0 | 0 | 34.2847 | 109.7051 | 0
[83 empty] | 101.6878 | 0 | 0 | 32.5297 | 104.0949 | 0 | 0 | 33.2819 | 106.502 | 0 | 0 | 34.0341 | 108.9091 | 0 | 0 | 34.7863 | 111.3162 | 0 | 0 | 35.5385 | 113.7233 | 0
[83 empty] | 105.486 | 0 | 0 | 33.7447 | 107.983 | 0 | 0 | 34.525 | 110.48 | 0 | 0 | 35.3053 | 112.977 | 0 | 0 | 36.0856 | 115.474 | 0 | 0 | 36.8659 | 117.971 | 0
[83 empty] | 108.672 | 0 | 0 | 34.7711 | 111.2444 | 0 | 0 | 35.5751 | 113.8169 | 0 | 0 | 36.3792 | 116.3893 | 0 | 0 | 37.1832 | 118.9617 | 0 | 0 | 37.9873 | 121.5341 | 0
[83 empty] | 110.0912 | 0 | 0 | 35.2179 | 112.6972 | 0 | 0 | 36.0323 | 115.3033 | 0 | 0 | 36.8466 | 117.9093 | 0 | 0 | 37.661 | 120.5153 | 0 | 0 | 38.4754 | 123.1213 | 0
[83 empty] | 110.5722 | 0 | 0 | 35.3787 | 113.1896 | 0 | 0 | 36.1968 | 115.807 | 0 | 0 | 37.0149 | 118.4244 | 0 | 0 | 37.833 | 121.0418 | 0 | 0 | 38.6511 | 123.6592 | 0
[83 empty] | 132.8818 | 0 | 0 | 42.5251 | 136.0273 | 0 | 0 | 43.5084 | 139.1728 | 0 | 0 | 44.4918 | 142.3183 | 0 | 0 | 45.4751 | 145.4638 | 0 | 0 | 46.4585 | 148.6093 | 0
[83 empty] | 89.9012 | 0 | 0 | 28.7636 | 92.0293 | 0 | 0 | 29.4287 | 94.1574 | 0 | 0 | 30.0939 | 96.2855 | 0 | 0 | 30.759 | 98.4136 | 0 | 0 | 31.4241 | 100.5417 | 0
[83 empty] | 89.667 | 0 | 0 | 28.6876 | 91.7895 | 0 | 0 | 29.351 | 93.9121 | 0 | 0 | 30.0144 | 96.0346 | 0 | 0 | 30.6778 | 98.1572 | 0 | 0 | 31.3411 | 100.2797 | 0
[83 empty] | 97.9536 | 0 | 0 | 31.3364 | 100.2723 | 0 | 0 | 32.0611 | 102.591 | 0 | 0 | 32.7857 | 104.9097 | 0 | 0 | 33.5103 | 107.2284 | 0 | 0 | 34.235 | 109.5471 | 0
[83 empty] | 101.5916 | 0 | 0 | 32.4989 | 103.9964 | 0 | 0 | 33.2504 | 106.4012 | 0 | 0 | 34.0019 | 108.806 | 0 | 0 | 34.7534 | 111.2109 | 0 | 0 | 35.5049 | 113.6157 | 0
[83 empty] | 105.424 | 0 | 0 | 33.7248 | 107.9195 | 0 | 0 | 34.5047 | 110.415 | 0 | 0 | 35.2846 | 112.9106 | 0 | 0 | 36.0644 | 115.4061 | 0 | 0 | 36.8443 | 117.9016 | 0
[83 empty] | 108.587 | 0 | 0 | 34.7422 | 111.1574 | 0 | 0 | 35.5456 | 113.7278 | 0 | 0 | 36.349 | 116.2982 | 0 | 0 | 37.1524 | 118.8686 | 0 | 0 | 37.9558 | 121.4391 | 0
[83 empty] | 110.0573 | 0 | 0 | 35.207 | 112.6625 | 0 | 0 | 36.0212 | 115.2677 | 0 | 0 | 36.8353 | 117.8729 | 0 | 0 | 37.6494 | 120.4781 | 0 | 0 | 38.4635 | 123.0833 | 0
[83 empty] | 110.4846 | 0 | 0 | 35.3491 | 113.0999 | 0 | 0 | 36.1665 | 115.7152 | 0 | 0 | 36.9839 | 118.3306 | 0 | 0 | 37.8013 | 120.9459 | 0 | 0 | 38.6188 | 123.5612 | 0
[83 empty] | 132.6522 | 0 | 0 | 42.4479 | 135.7923 | 0 | 0 | 43.4294 | 138.9324 | 0 | 0 | 44.411 | 142.0724 | 0 | 0 | 45.3926 | 145.2125 | 0 | 0 | 46.3741 | 148.3526 | 0
[83 empty] | 89.667 | 0 | 0 | 28.6876 | 91.7895 | 0 | 0 | 29.351 | 93.9121 | 0 | 0 | 30.0144 | 96.0346 | 0 | 0 | 30.6778 | 98.1572 | 0 | 0 | 31.3411 | 100.2797 | 0
[83 empty] | 88.0853 | 0 | 0 | 28.1808 | 90.1704 | 0 | 0 | 28.8324 | 92.2555 | 0 | 0 | 29.4841 | 94.3406 | 0 | 0 | 30.1358 | 96.4257 | 0 | 0 | 30.7874 | 98.5108 | 0
[83 empty] | 96.9396 | 0 | 0 | 31.0117 | 99.2343 | 0 | 0 | 31.7288 | 101.529 | 0 | 0 | 32.4459 | 103.8237 | 0 | 0 | 33.1631 | 106.1184 | 0 | 0 | 33.8802 | 108.4131 | 0
[83 empty] | 100.8215 | 0 | 0 | 32.2525 | 103.2081 | 0 | 0 | 32.9983 | 105.5947 | 0 | 0 | 33.7441 | 107.9813 | 0 | 0 | 34.49 | 110.3679 | 0 | 0 | 35.2358 | 112.7544 | 0
[83 empty] | 104.9276 | 0 | 0 | 33.5661 | 107.4114 | 0 | 0 | 34.3422 | 109.8952 | 0 | 0 | 35.1184 | 112.379 | 0 | 0 | 35.8946 | 114.8628 | 0 | 0 | 36.6708 | 117.3466 | 0
[83 empty] | 108.3818 | 0 | 0 | 34.6752 | 110.9474 | 0 | 0 | 35.477 | 113.5129 | 0 | 0 | 36.2788 | 116.0785 | 0 | 0 | 37.0807 | 118.644 | 0 | 0 | 37.8825 | 121.2096 | 0
[83 empty] | 109.7857 | 0 | 0 | 35.1202 | 112.3845 | 0 | 0 | 35.9323 | 114.9833 | 0 | 0 | 36.7444 | 117.5821 | 0 | 0 | 37.5565 | 120.1809 | 0 | 0 | 38.3686 | 122.7796 | 0
[83 empty] | 110.2432 | 0 | 0 | 35.2705 | 112.8528 | 0 | 0 | 36.0861 | 115.4624 | 0 | 0 | 36.9017 | 118.072 | 0 | 0 | 37.7173 | 120.6816 | 0 | 0 | 38.5329 | 123.2912 | 0
[83 empty] | 131.9085 | 0 | 0 | 42.2067 | 135.0309 | 0 | 0 | 43.1826 | 138.1534 | 0 | 0 | 44.1586 | 141.2758 | 0 | 0 | 45.1346 | 144.3983 | 0 | 0 | 46.1106 | 147.5208 | 0
[83 empty] | 88.0853 | 0 | 0 | 28.1808 | 90.1704 | 0 | 0 | 28.8324 | 92.2555 | 0 | 0 | 29.4841 | 94.3406 | 0 | 0 | 30.1358 | 96.4257 | 0 | 0 | 30.7874 | 98.5108 | 0
[83 empty] | 92.0366 | 0 | 0 | 29.4469 | 94.2152 | 0 | 0 | 30.1279 | 96.3938 | 0 | 0 | 30.8088 | 98.5725 | 0 | 0 | 31.4897 | 100.7511 | 0 | 0 | 32.1706 | 102.9298 | 0
[83 empty] | 99.4735 | 0 | 0 | 31.8231 | 101.8282 | 0 | 0 | 32.559 | 104.1828 | 0 | 0 | 33.2949 | 106.5375 | 0 | 0 | 34.0308 | 108.8922 | 0 | 0 | 34.7667 | 111.2469 | 0
[83 empty] | 102.7467 | 0 | 0 | 32.8684 | 105.1789 | 0 | 0 | 33.6284 | 107.611 | 0 | 0 | 34.3885 | 110.0432 | 0 | 0 | 35.1485 | 112.4753 | 0 | 0 | 35.9086 | 114.9075 | 0
[83 empty] | 106.1685 | 0 | 0 | 33.963 | 108.6816 | 0 | 0 | 34.7484 | 111.1948 | 0 | 0 | 35.5337 | 113.7079 | 0 | 0 | 36.3191 | 116.2211 | 0 | 0 | 37.1045 | 118.7343 | 0
[83 empty] | 108.89 | 0 | 0 | 34.8412 | 111.4676 | 0 | 0 | 35.6469 | 114.0451 | 0 | 0 | 36.4525 | 116.6227 | 0 | 0 | 37.2582 | 119.2003 | 0 | 0 | 38.0639 | 121.7779 | 0
[83 empty] | 110.4646 | 0 | 0 | 35.3373 | 113.0795 | 0 | 0 | 36.1545 | 115.6943 | 0 | 0 | 36.9716 | 118.3092 | 0 | 0 | 37.7888 | 120.924 | 0 | 0 | 38.6059 | 123.5389 | 0
[83 empty] | 110.8421 | 0 | 0 | 35.4654 | 113.4658 | 0 | 0 | 36.2855 | 116.0896 | 0 | 0 | 37.1056 | 118.7134 | 0 | 0 | 37.9257 | 121.3372 | 0 | 0 | 38.7458 | 123.961 | 0
[83 empty] | 133.7568 | 0 | 0 | 42.8059 | 136.923 | 0 | 0 | 43.7957 | 140.0893 | 0 | 0 | 44.7856 | 143.2555 | 0 | 0 | 45.7754 | 146.4217 | 0 | 0 | 46.7653 | 149.5879 | 0
[83 empty] | 92.0366 | 0 | 0 | 29.4469 | 94.2152 | 0 | 0 | 30.1279 | 96.3938 | 0 | 0 | 30.8088 | 98.5725 | 0 | 0 | 31.4897 | 100.7511 | 0 | 0 | 32.1706 | 102.9298 | 0
[83 empty] | 91.6675 | 0 | 0 | 29.3255 | 93.8374 | 0 | 0 | 30.0036 | 96.0073 | 0 | 0 | 30.6818 | 98.1772 | 0 | 0 | 31.3599 | 100.3471 | 0 | 0 | 32.038 | 102.517 | 0
[83 empty] | 99.2689 | 0 | 0 | 31.7564 | 101.6187 | 0 | 0 | 32.4907 | 103.9686 | 0 | 0 | 33.225 | 106.3184 | 0 | 0 | 33.9594 | 108.6682 | 0 | 0 | 34.6937 | 111.0181 | 0
[83 empty] | 102.6307 | 0 | 0 | 32.8313 | 105.0601 | 0 | 0 | 33.5905 | 107.4895 | 0 | 0 | 34.3497 | 109.9189 | 0 | 0 | 35.1088 | 112.3483 | 0 | 0 | 35.868 | 114.7777 | 0
[83 empty] | 106.0937 | 0 | 0 | 33.9391 | 108.6051 | 0 | 0 | 34.7239 | 111.1164 | 0 | 0 | 35.5087 | 113.6278 | 0 | 0 | 36.2935 | 116.1392 | 0 | 0 | 37.0783 | 118.6506 | 0
[83 empty] | 108.6467 | 0 | 0 | 34.7579 | 111.2185 | 0 | 0 | 35.5617 | 113.7904 | 0 | 0 | 36.3654 | 116.3622 | 0 | 0 | 37.1692 | 118.934 | 0 | 0 | 37.9729 | 121.5058 | 0
[83 empty] | 110.4237 | 0 | 0 | 35.3242 | 113.0376 | 0 | 0 | 36.1411 | 115.6515 | 0 | 0 | 36.9579 | 118.2654 | 0 | 0 | 37.7748 | 120.8793 | 0 | 0 | 38.5916 | 123.4931 | 0
[83 empty] | 110.6004 | 0 | 0 | 35.3828 | 113.2184 | 0 | 0 | 36.201 | 115.8365 | 0 | 0 | 37.0192 | 118.4546 | 0 | 0 | 37.8374 | 121.0726 | 0 | 0 | 38.6556 | 123.6907 | 0
[83 empty] | 133.1562 | 0 | 0 | 42.6012 | 136.3082 | 0 | 0 | 43.5864 | 139.4602 | 0 | 0 | 44.5715 | 142.6122 | 0 | 0 | 45.5566 | 145.7642 | 0 | 0 | 46.5417 | 148.9162 | 0
[83 empty] | 91.6675 | 0 | 0 | 29.3255 | 93.8374 | 0 | 0 | 30.0036 | 96.0073 | 0 | 0 | 30.6818 | 98.1772 | 0 | 0 | 31.3599 | 100.3471 | 0 | 0 | 32.038 | 102.517 | 0
[83 empty] | 87.7217 | 0 | 0 | 28.065 | 89.7982 | 0 | 0 | 28.714 | 91.8747 | 0 | 0 | 29.363 | 93.9512 | 0 | 0 | 30.012 | 96.0277 | 0 | 0 | 30.6609 | 98.1042 | 0
[83 empty] | 96.6987 | 0 | 0 | 30.9349 | 98.9877 | 0 | 0 | 31.6502 | 101.2767 | 0 | 0 | 32.3656 | 103.5656 | 0 | 0 | 33.0809 | 105.8546 | 0 | 0 | 33.7962 | 108.1436 | 0
[83 empty] | 100.629 | 0 | 0 | 32.1909 | 103.011 | 0 | 0 | 32.9353 | 105.393 | 0 | 0 | 33.6797 | 107.7751 | 0 | 0 | 34.4241 | 110.1571 | 0 | 0 | 35.1685 | 112.5391 | 0
[83 empty] | 104.8035 | 0 | 0 | 33.5264 | 107.2844 | 0 | 0 | 34.3016 | 109.7652 | 0 | 0 | 35.0769 | 112.2461 | 0 | 0 | 35.8522 | 114.7269 | 0 | 0 | 36.6274 | 117.2078 | 0
[83 empty] | 108.3822 | 0 | 0 | 34.6762 | 110.9477 | 0 | 0 | 35.4781 | 113.5133 | 0 | 0 | 36.2799 | 116.0788 | 0 | 0 | 37.0818 | 118.6444 | 0 | 0 | 37.8836 | 121.21 | 0
[83 empty] | 109.7178 | 0 | 0 | 35.0984 | 112.315 | 0 | 0 | 35.9101 | 114.9122 | 0 | 0 | 36.7217 | 117.5094 | 0 | 0 | 37.5333 | 120.1065 | 0 | 0 | 38.3449 | 122.7037 | 0
[83 empty] | 110.2328 | 0 | 0 | 35.268 | 112.8421 | 0 | 0 | 36.0836 | 115.4515 | 0 | 0 | 36.8991 | 118.0609 | 0 | 0 | 37.7147 | 120.6702 | 0 | 0 | 38.5302 | 123.2796 | 0
[83 empty] | 131.8413 | 0 | 0 | 42.1873 | 134.9622 | 0 | 0 | 43.1628 | 138.0831 | 0 | 0 | 44.1384 | 141.204 | 0 | 0 | 45.1139 | 144.3248 | 0 | 0 | 46.0895 | 147.4457 | 0
[83 empty] | 87.7217 | 0 | 0 | 28.065 | 89.7982 | 0 | 0 | 28.714 | 91.8747 | 0 | 0 | 29.363 | 93.9512 | 0 | 0 | 30.012 | 96.0277 | 0 | 0 | 30.6609 | 98.1042 | 0
[83 empty] | 91.279 | 0 | 0 | 29.205 | 93.4397 | 0 | 0 | 29.8803 | 95.6004 | 0 | 0 | 30.5556 | 97.7611 | 0 | 0 | 31.231 | 99.9218 | 0 | 0 | 31.9063 | 102.0825 | 0
[83 empty] | 98.9796 | 0 | 0 | 31.6653 | 101.3226 | 0 | 0 | 32.3976 | 103.6656 | 0 | 0 | 33.1298 | 106.0086 | 0 | 0 | 33.862 | 108.3516 | 0 | 0 | 34.5942 | 110.6946 | 0
[83 empty] | 102.3617 | 0 | 0 | 32.7452 | 104.7847 | 0 | 0 | 33.5024 | 107.2077 | 0 | 0 | 34.2596 | 109.6308 | 0 | 0 | 35.0168 | 112.0538 | 0 | 0 | 35.774 | 114.4769 | 0
[83 empty] | 105.9203 | 0 | 0 | 33.8836 | 108.4276 | 0 | 0 | 34.6671 | 110.9349 | 0 | 0 | 35.4507 | 113.4421 | 0 | 0 | 36.2342 | 115.9494 | 0 | 0 | 37.0177 | 118.4567 | 0
[83 empty] | 108.8414 | 0 | 0 | 34.8263 | 111.4179 | 0 | 0 | 35.6316 | 113.9943 | 0 | 0 | 36.4369 | 116.5707 | 0 | 0 | 37.2423 | 119.1472 | 0 | 0 | 38.0476 | 121.7236 | 0
[83 empty] | 110.3288 | 0 | 0 | 35.2939 | 112.9405 | 0 | 0 | 36.11 | 115.5521 | 0 | 0 | 36.9262 | 118.1638 | 0 | 0 | 37.7423 | 120.7754 | 0 | 0 | 38.5585 | 123.3871 | 0
[83 empty] | 110.7736 | 0 | 0 | 35.4441 | 113.3958 | 0 | 0 | 36.2637 | 116.0179 | 0 | 0 | 37.0833 | 118.6401 | 0 | 0 | 37.9029 | 121.2623 | 0 | 0 | 38.7226 | 123.8845 | 0
[83 empty] | 133.5093 | 0 | 0 | 42.7281 | 136.6696 | 0 | 0 | 43.7162 | 139.83 | 0 | 0 | 44.7042 | 142.9904 | 0 | 0 | 45.6923 | 146.1507 | 0 | 0 | 46.6803 | 149.3111 | 0
[83 empty] | 91.279 | 0 | 0 | 29.205 | 93.4397 | 0 | 0 | 29.8803 | 95.6004 | 0 | 0 | 30.5556 | 97.7611 | 0 | 0 | 31.231 | 99.9218 | 0 | 0 | 31.9063 | 102.0825 | 0
[83 empty] | 91.2246 | 0 | 0 | 29.1896 | 93.384 | 0 | 0 | 29.8646 | 95.5434 | 0 | 0 | 30.5396 | 97.7029 | 0 | 0 | 31.2145 | 99.8623 | 0 | 0 | 31.8895 | 102.0217 | 0
[83 empty] | 98.9237 | 0 | 0 | 31.6482 | 101.2653 | 0 | 0 | 32.3801 | 103.607 | 0 | 0 | 33.1119 | 105.9486 | 0 | 0 | 33.8437 | 108.2903 | 0 | 0 | 34.5756 | 110.632 | 0
[83 empty] | 102.2932 | 0 | 0 | 32.7233 | 104.7146 | 0 | 0 | 33.48 | 107.136 | 0 | 0 | 34.2367 | 109.5575 | 0 | 0 | 34.9934 | 111.9789 | 0 | 0 | 35.7501 | 114.4003 | 0
[83 empty] | 105.8762 | 0 | 0 | 33.8695 | 108.3824 | 0 | 0 | 34.6527 | 110.8886 | 0 | 0 | 35.4359 | 113.3949 | 0 | 0 | 36.2191 | 115.9011 | 0 | 0 | 37.0023 | 118.4074 | 0
[83 empty] | 108.9633 | 0 | 0 | 34.8686 | 111.5426 | 0 | 0 | 35.6749 | 114.1219 | 0 | 0 | 36.4812 | 116.7012 | 0 | 0 | 37.2875 | 119.2806 | 0 | 0 | 38.0938 | 121.8599 | 0
[83 empty] | 110.3047 | 0 | 0 | 35.2862 | 112.9158 | 0 | 0 | 36.1021 | 115.5268 | 0 | 0 | 36.9181 | 118.1379 | 0 | 0 | 37.7341 | 120.749 | 0 | 0 | 38.55 | 123.3601 | 0
[83 empty] | 110.8876 | 0 | 0 | 35.4838 | 113.5125 | 0 | 0 | 36.3043 | 116.1374 | 0 | 0 | 37.1248 | 118.7622 | 0 | 0 | 37.9454 | 121.3871 | 0 | 0 | 38.7659 | 124.012 | 0
[83 empty] | 133.7655 | 0 | 0 | 42.8177 | 136.9319 | 0 | 0 | 43.8079 | 140.0984 | 0 | 0 | 44.798 | 143.2648 | 0 | 0 | 45.7881 | 146.4312 | 0 | 0 | 46.7782 | 149.5976 | 0
[83 empty] | 91.2246 | 0 | 0 | 29.1896 | 93.384 | 0 | 0 | 29.8646 | 95.5434 | 0 | 0 | 30.5396 | 97.7029 | 0 | 0 | 31.2145 | 99.8623 | 0 | 0 | 31.8895 | 102.0217 | 0
[83 empty] | 91.7172 | 0 | 0 | 29.3464 | 93.8883 | 0 | 0 | 30.025 | 96.0593 | 0 | 0 | 30.7036 | 98.2304 | 0 | 0 | 31.3822 | 100.4015 | 0 | 0 | 32.0608 | 102.5726 | 0
[83 empty] | 99.2501 | 0 | 0 | 31.7523 | 101.5995 | 0 | 0 | 32.4866 | 103.9489 | 0 | 0 | 33.2208 | 106.2983 | 0 | 0 | 33.9551 | 108.6477 | 0 | 0 | 34.6893 | 110.9971 | 0
[83 empty] | 102.5542 | 0 | 0 | 32.8068 | 104.9818 | 0 | 0 | 33.5654 | 107.4094 | 0 | 0 | 34.3241 | 109.837 | 0 | 0 | 35.0827 | 112.2646 | 0 | 0 | 35.8413 | 114.6922 | 0
[83 empty] | 106.0444 | 0 | 0 | 33.9233 | 108.5546 | 0 | 0 | 34.7078 | 111.0648 | 0 | 0 | 35.4922 | 113.575 | 0 | 0 | 36.2766 | 116.0853 | 0 | 0 | 37.0611 | 118.5955 | 0
[83 empty] | 108.9622 | 0 | 0 | 34.867 | 111.5415 | 0 | 0 | 35.6733 | 114.1208 | 0 | 0 | 36.4795 | 116.7001 | 0 | 0 | 37.2858 | 119.2794 | 0 | 0 | 38.0921 | 121.8587 | 0
[83 empty] | 110.3967 | 0 | 0 | 35.3156 | 113.01 | 0 | 0 | 36.1323 | 115.6232 | 0 | 0 | 36.9489 | 118.2365 | 0 | 0 | 37.7655 | 120.8497 | 0 | 0 | 38.5822 | 123.463 | 0
[83 empty] | 110.9011 | 0 | 0 | 35.4869 | 113.5263 | 0 | 0 | 36.3075 | 116.1515 | 0 | 0 | 37.1281 | 118.7767 | 0 | 0 | 37.9487 | 121.4019 | 0 | 0 | 38.7693 | 124.0271 | 0
[83 empty] | 133.8551 | 0 | 0 | 42.8435 | 137.0237 | 0 | 0 | 43.8342 | 140.1922 | 0 | 0 | 44.8249 | 143.3607 | 0 | 0 | 45.8157 | 146.5293 | 0 | 0 | 46.8064 | 149.6978 | 0
[83 empty] | 91.7172 | 0 | 0 | 29.3464 | 93.8883 | 0 | 0 | 30.025 | 96.0593 | 0 | 0 | 30.7036 | 98.2304 | 0 | 0 | 31.3822 | 100.4015 | 0 | 0 | 32.0608 | 102.5726 | 0
[83 empty] | 97.0458 | 0 | 0 | 31.049 | 99.343 | 0 | 0 | 31.767 | 101.6402 | 0 | 0 | 32.485 | 103.9375 | 0 | 0 | 33.2029 | 106.2347 | 0 | 0 | 33.9209 | 108.5319 | 0
[83 empty] | 102.7171 | 0 | 0 | 32.8606 | 105.1485 | 0 | 0 | 33.6205 | 107.58 | 0 | 0 | 34.3804 | 110.0115 | 0 | 0 | 35.1402 | 112.4429 | 0 | 0 | 35.9001 | 114.8744 | 0
[83 empty] | 105.2494 | 0 | 0 | 33.669 | 107.7408 | 0 | 0 | 34.4476 | 110.2323 | 0 | 0 | 35.2261 | 112.7237 | 0 | 0 | 36.0047 | 115.2151 | 0 | 0 | 36.7833 | 117.7065 | 0
[83 empty] | 107.7815 | 0 | 0 | 34.479 | 110.3329 | 0 | 0 | 35.2763 | 112.8842 | 0 | 0 | 36.0736 | 115.4356 | 0 | 0 | 36.8709 | 117.9869 | 0 | 0 | 37.6682 | 120.5383 | 0
[83 empty] | 109.3436 | 0 | 0 | 34.9857 | 111.9319 | 0 | 0 | 35.7947 | 114.5203 | 0 | 0 | 36.6037 | 117.1086 | 0 | 0 | 37.4128 | 119.6969 | 0 | 0 | 38.2218 | 122.2852 | 0
[83 empty] | 111.3472 | 0 | 0 | 35.6197 | 113.9829 | 0 | 0 | 36.4433 | 116.6187 | 0 | 0 | 37.267 | 119.2544 | 0 | 0 | 38.0907 | 121.8902 | 0 | 0 | 38.9144 | 124.5259 | 0
[83 empty] | 111.4205 | 0 | 0 | 35.6499 | 114.058 | 0 | 0 | 36.4742 | 116.6955 | 0 | 0 | 37.2986 | 119.3329 | 0 | 0 | 38.123 | 121.9704 | 0 | 0 | 38.9474 | 124.6079 | 0
[83 empty] | 135.6835 | 0 | 0 | 43.4209 | 138.8954 | 0 | 0 | 44.4249 | 142.1072 | 0 | 0 | 45.429 | 145.319 | 0 | 0 | 46.4331 | 148.5308 | 0 | 0 | 47.4371 | 151.7427 | 0
[83 empty] | 97.0458 | 0 | 0 | 31.049 | 99.343 | 0 | 0 | 31.767 | 101.6402 | 0 | 0 | 32.485 | 103.9375 | 0 | 0 | 33.2029 | 106.2347 | 0 | 0 | 33.9209 | 108.5319 | 0
[83 empty] | 91.2413 | 0 | 0 | 29.1926 | 93.4011 | 0 | 0 | 29.8677 | 95.5609 | 0 | 0 | 30.5427 | 97.7207 | 0 | 0 | 31.2178 | 99.8805 | 0 | 0 | 31.8928 | 102.0403 | 0
[83 empty] | 98.9578 | 0 | 0 | 31.6582 | 101.3003 | 0 | 0 | 32.3903 | 103.6428 | 0 | 0 | 33.1224 | 105.9853 | 0 | 0 | 33.8544 | 108.3277 | 0 | 0 | 34.5865 | 110.6702 | 0
[83 empty] | 102.348 | 0 | 0 | 32.7409 | 104.7707 | 0 | 0 | 33.498 | 107.1935 | 0 | 0 | 34.2551 | 109.6162 | 0 | 0 | 35.0122 | 112.0389 | 0 | 0 | 35.7693 | 114.4616 | 0
[83 empty] | 105.9115 | 0 | 0 | 33.8808 | 108.4186 | 0 | 0 | 34.6643 | 110.9256 | 0 | 0 | 35.4477 | 113.4327 | 0 | 0 | 36.2312 | 115.9398 | 0 | 0 | 37.0147 | 118.4469 | 0
[83 empty] | 108.8221 | 0 | 0 | 34.8197 | 111.398 | 0 | 0 | 35.6248 | 113.974 | 0 | 0 | 36.43 | 116.55 | 0 | 0 | 37.2352 | 119.126 | 0 | 0 | 38.0404 | 121.7019 | 0
[83 empty] | 110.324 | 0 | 0 | 35.2924 | 112.9356 | 0 | 0 | 36.1085 | 115.5471 | 0 | 0 | 36.9246 | 118.1586 | 0 | 0 | 37.7407 | 120.7701 | 0 | 0 | 38.5568 | 123.3817 | 0
[83 empty] | 110.7541 | 0 | 0 | 35.4375 | 113.3758 | 0 | 0 | 36.2569 | 115.9975 | 0 | 0 | 37.0764 | 118.6192 | 0 | 0 | 37.8958 | 121.241 | 0 | 0 | 38.7153 | 123.8627 | 0
[83 empty] | 133.4599 | 0 | 0 | 42.7114 | 136.6191 | 0 | 0 | 43.699 | 139.7783 | 0 | 0 | 44.6867 | 142.9375 | 0 | 0 | 45.6744 | 146.0967 | 0 | 0 | 46.662 | 149.2559 | 0
[83 empty] | 91.2413 | 0 | 0 | 29.1926 | 93.4011 | 0 | 0 | 29.8677 | 95.5609 | 0 | 0 | 30.5427 | 97.7207 | 0 | 0 | 31.2178 | 99.8805 | 0 | 0 | 31.8928 | 102.0403 | 0
[83 empty] | 91.3311 | 0 | 0 | 29.224 | 93.493 | 0 | 0 | 29.8998 | 95.6549 | 0 | 0 | 30.5755 | 97.8169 | 0 | 0 | 31.2513 | 99.9788 | 0 | 0 | 31.9271 | 102.1408 | 0
[83 empty] | 98.9891 | 0 | 0 | 31.6693 | 101.3323 | 0 | 0 | 32.4016 | 103.6755 | 0 | 0 | 33.1339 | 106.0187 | 0 | 0 | 33.8663 | 108.362 | 0 | 0 | 34.5986 | 110.7052 | 0
[83 empty] | 102.3394 | 0 | 0 | 32.7381 | 104.762 | 0 | 0 | 33.4952 | 107.1845 | 0 | 0 | 34.2522 | 109.607 | 0 | 0 | 35.0092 | 112.0295 | 0 | 0 | 35.7663 | 114.452 | 0
[83 empty] | 105.906 | 0 | 0 | 33.879 | 108.4129 | 0 | 0 | 34.6625 | 110.9199 | 0 | 0 | 35.4459 | 113.4268 | 0 | 0 | 36.2293 | 115.9338 | 0 | 0 | 37.0127 | 118.4407 | 0
[83 empty] | 108.9942 | 0 | 0 | 34.879 | 111.5743 | 0 | 0 | 35.6856 | 114.1543 | 0 | 0 | 36.4921 | 116.7344 | 0 | 0 | 37.2987 | 119.3144 | 0 | 0 | 38.1052 | 121.8945 | 0
[83 empty] | 110.321 | 0 | 0 | 35.2914 | 112.9325 | 0 | 0 | 36.1075 | 115.5439 | 0 | 0 | 36.9236 | 118.1554 | 0 | 0 | 37.7396 | 120.7668 | 0 | 0 | 38.5557 | 123.3783 | 0
[83 empty] | 110.9201 | 0 | 0 | 35.4947 | 113.5458 | 0 | 0 | 36.3155 | 116.1714 | 0 | 0 | 37.1363 | 118.797 | 0 | 0 | 37.9571 | 121.4227 | 0 | 0 | 38.7778 | 124.0483 | 0
[83 empty] | 133.853 | 0 | 0 | 42.847 | 137.0215 | 0 | 0 | 43.8378 | 140.19 | 0 | 0 | 44.8286 | 143.3585 | 0 | 0 | 45.8194 | 146.527 | 0 | 0 | 46.8102 | 149.6955 | 0
[83 empty] | 91.3311 | 0 | 0 | 29.224 | 93.493 | 0 | 0 | 29.8998 | 95.6549 | 0 | 0 | 30.5755 | 97.8169 | 0 | 0 | 31.2513 | 99.9788 | 0 | 0 | 31.9271 | 102.1408 | 0
[83 empty] | 91.2246 | 0 | 0 | 29.1896 | 93.384 | 0 | 0 | 29.8646 | 95.5434 | 0 | 0 | 30.5396 | 97.7029 | 0 | 0 | 31.2145 | 99.8623 | 0 | 0 | 31.8895 | 102.0217 | 0
[83 empty] | 98.9237 | 0 | 0 | 31.6482 | 101.2653 | 0 | 0 | 32.3801 | 103.607 | 0 | 0 | 33.1119 | 105.9486 | 0 | 0 | 33.8437 | 108.2903 | 0 | 0 | 34.5756 | 110.632 | 0
[83 empty] | 102.2932 | 0 | 0 | 32.7233 | 104.7146 | 0 | 0 | 33.48 | 107.136 | 0 | 0 | 34.2367 | 109.5575 | 0 | 0 | 34.9934 | 111.9789 | 0 | 0 | 35.7501 | 114.4003 | 0
[83 empty] | 105.8762 | 0 | 0 | 33.8695 | 108.3824 | 0 | 0 | 34.6527 | 110.8886 | 0 | 0 | 35.4359 | 113.3949 | 0 | 0 | 36.2191 | 115.9011 | 0 | 0 | 37.0023 | 118.4074 | 0
[83 empty] | 108.9633 | 0 | 0 | 34.8686 | 111.5426 | 0 | 0 | 35.6749 | 114.1219 | 0 | 0 | 36.4812 | 116.7012 | 0 | 0 | 37.2875 | 119.2806 | 0 | 0 | 38.0938 | 121.8599 | 0
[83 empty] | 110.3047 | 0 | 0 | 35.2862 | 112.9158 | 0 | 0 | 36.1021 | 115.5268 | 0 | 0 | 36.9181 | 118.1379 | 0 | 0 | 37.7341 | 120.749 | 0 | 0 | 38.55 | 123.3601 | 0
[83 empty] | 110.8876 | 0 | 0 | 35.4838 | 113.5125 | 0 | 0 | 36.3043 | 116.1374 | 0 | 0 | 37.1248 | 118.7622 | 0 | 0 | 37.9454 | 121.3871 | 0 | 0 | 38.7659 | 124.012 | 0
[83 empty] | 133.7655 | 0 | 0 | 42.8177 | 136.9319 | 0 | 0 | 43.8079 | 140.0984 | 0 | 0 | 44.798 | 143.2648 | 0 | 0 | 45.7881 | 146.4312 | 0 | 0 | 46.7782 | 149.5976 | 0
[83 empty] | 91.2246 | 0 | 0 | 29.1896 | 93.384 | 0 | 0 | 29.8646 | 95.5434 | 0 | 0 | 30.5396 | 97.7029 | 0 | 0 | 31.2145 | 99.8623 | 0 | 0 | 31.8895 | 102.0217 | 0
[83 empty] | 91.2246 | 0 | 0 | 29.1896 | 93.384 | 0 | 0 | 29.8646 | 95.5434 | 0 | 0 | 30.5396 | 97.7029 | 0 | 0 | 31.2145 | 99.8623 | 0 | 0 | 31.8895 | 102.0217 | 0
[83 empty] | 98.9237 | 0 | 0 | 31.6482 | 101.2653 | 0 | 0 | 32.3801 | 103.607 | 0 | 0 | 33.1119 | 105.9486 | 0 | 0 | 33.8437 | 108.2903 | 0 | 0 | 34.5756 | 110.632 | 0
[83 empty] | 102.2932 | 0 | 0 | 32.7233 | 104.7146 | 0 | 0 | 33.48 | 107.136 | 0 | 0 | 34.2367 | 109.5575 | 0 | 0 | 34.9934 | 111.9789 | 0 | 0 | 35.7501 | 114.4003 | 0
[83 empty] | 105.8762 | 0 | 0 | 33.8695 | 108.3824 | 0 | 0 | 34.6527 | 110.8886 | 0 | 0 | 35.4359 | 113.3949 | 0 | 0 | 36.2191 | 115.9011 | 0 | 0 | 37.0023 | 118.4074 | 0
[83 empty] | 108.9633 | 0 | 0 | 34.8686 | 111.5426 | 0 | 0 | 35.6749 | 114.1219 | 0 | 0 | 36.4812 | 116.7012 | 0 | 0 | 37.2875 | 119.2806 | 0 | 0 | 38.0938 | 121.8599 | 0
[83 empty] | 110.3047 | 0 | 0 | 35.2862 | 112.9158 | 0 | 0 | 36.1021 | 115.5268 | 0 | 0 | 36.9181 | 118.1379 | 0 | 0 | 37.7341 | 120.749 | 0 | 0 | 38.55 | 123.3601 | 0
[83 empty] | 110.8876 | 0 | 0 | 35.4838 | 113.5125 | 0 | 0 | 36.3043 | 116.1374 | 0 | 0 | 37.1248 | 118.7622 | 0 | 0 | 37.9454 | 121.3871 | 0 | 0 | 38.7659 | 124.012 | 0
[83 empty] | 133.7655 | 0 | 0 | 42.8177 | 136.9319 | 0 | 0 | 43.8079 | 140.0984 | 0 | 0 | 44.798 | 143.2648 | 0 | 0 | 45.7881 | 146.4312 | 0 | 0 | 46.7782 | 149.5976 | 0
[83 empty] | 91.2246 | 0 | 0 | 29.1896 | 93.384 | 0 | 0 | 29.8646 | 95.5434 | 0 | 0 | 30.5396 | 97.7029 | 0 | 0 | 31.2145 | 99.8623 | 0 | 0 | 31.8895 | 102.0217 | 0
[83 empty] | 90.3228 | 0 | 0 | 28.9002 | 92.4609 | 0 | 0 | 29.5685 | 94.599 | 0 | 0 | 30.2367 | 96.737 | 0 | 0 | 30.905 | 98.8751 | 0 | 0 | 31.5733 | 101.0132 | 0
[83 empty] | 98.3502 | 0 | 0 | 31.4644 | 100.6783 | 0 | 0 | 32.192 | 103.0064 | 0 | 0 | 32.9196 | 105.3345 | 0 | 0 | 33.6471 | 107.6626 | 0 | 0 | 34.3747 | 109.9906 | 0
[83 empty] | 101.8634 | 0 | 0 | 32.5858 | 104.2747 | 0 | 0 | 33.3394 | 106.6859 | 0 | 0 | 34.0929 | 109.0972 | 0 | 0 | 34.8464 | 111.5085 | 0 | 0 | 35.5999 | 113.9197 | 0
[83 empty] | 105.5992 | 0 | 0 | 33.7809 | 108.0989 | 0 | 0 | 34.562 | 110.5985 | 0 | 0 | 35.3432 | 113.0982 | 0 | 0 | 36.1243 | 115.5979 | 0 | 0 | 36.9055 | 118.0976 | 0
[83 empty] | 108.8178 | 0 | 0 | 34.8205 | 111.3936 | 0 | 0 | 35.6257 | 113.9695 | 0 | 0 | 36.4308 | 116.5454 | 0 | 0 | 37.236 | 119.1213 | 0 | 0 | 38.0412 | 121.6971 | 0
[83 empty] | 110.1531 | 0 | 0 | 35.2377 | 112.7606 | 0 | 0 | 36.0525 | 115.3681 | 0 | 0 | 36.8674 | 117.9756 | 0 | 0 | 37.6822 | 120.5831 | 0 | 0 | 38.4971 | 123.1906 | 0
[83 empty] | 110.7229 | 0 | 0 | 35.4296 | 113.3439 | 0 | 0 | 36.2489 | 115.9648 | 0 | 0 | 37.0681 | 118.5858 | 0 | 0 | 37.8874 | 121.2068 | 0 | 0 | 38.7067 | 123.8277 | 0
[83 empty] | 133.2791 | 0 | 0 | 42.6585 | 136.434 | 0 | 0 | 43.645 | 139.5889 | 0 | 0 | 44.6314 | 142.7438 | 0 | 0 | 45.6178 | 145.8987 | 0 | 0 | 46.6043 | 149.0536 | 0
[83 empty] | 90.3228 | 0 | 0 | 28.9002 | 92.4609 | 0 | 0 | 29.5685 | 94.599 | 0 | 0 | 30.2367 | 96.737 | 0 | 0 | 30.905 | 98.8751 | 0 | 0 | 31.5733 | 101.0132 | 0
[83 empty] | 89.654 | 0 | 0 | 28.6832 | 91.7763 | 0 | 0 | 29.3465 | 93.8985 | 0 | 0 | 30.0097 | 96.0208 | 0 | 0 | 30.673 | 98.143 | 0 | 0 | 31.3363 | 100.2652 | 0
[83 empty] | 97.9485 | 0 | 0 | 31.3347 | 100.2671 | 0 | 0 | 32.0593 | 102.5856 | 0 | 0 | 32.7839 | 104.9042 | 0 | 0 | 33.5084 | 107.2228 | 0 | 0 | 34.233 | 109.5414 | 0
[83 empty] | 101.5916 | 0 | 0 | 32.4989 | 103.9964 | 0 | 0 | 33.2504 | 106.4012 | 0 | 0 | 34.0019 | 108.806 | 0 | 0 | 34.7534 | 111.2109 | 0 | 0 | 35.5049 | 113.6157 | 0
[83 empty] | 105.424 | 0 | 0 | 33.7248 | 107.9195 | 0 | 0 | 34.5047 | 110.415 | 0 | 0 | 35.2846 | 112.9106 | 0 | 0 | 36.0644 | 115.4061 | 0 | 0 | 36.8443 | 117.9016 | 0
[83 empty] | 108.566 | 0 | 0 | 34.735 | 111.1359 | 0 | 0 | 35.5382 | 113.7058 | 0 | 0 | 36.3414 | 116.2757 | 0 | 0 | 37.1446 | 118.8456 | 0 | 0 | 37.9479 | 121.4155 | 0
[83 empty] | 110.0573 | 0 | 0 | 35.207 | 112.6625 | 0 | 0 | 36.0212 | 115.2677 | 0 | 0 | 36.8353 | 117.8729 | 0 | 0 | 37.6494 | 120.4781 | 0 | 0 | 38.4635 | 123.0833 | 0
[83 empty] | 110.4643 | 0 | 0 | 35.3421 | 113.0791 | 0 | 0 | 36.1593 | 115.6939 | 0 | 0 | 36.9766 | 118.3088 | 0 | 0 | 37.7938 | 120.9236 | 0 | 0 | 38.6111 | 123.5385 | 0
[83 empty] | 132.6039 | 0 | 0 | 42.4312 | 135.7428 | 0 | 0 | 43.4124 | 138.8817 | 0 | 0 | 44.3936 | 142.0206 | 0 | 0 | 45.3748 | 145.1596 | 0 | 0 | 46.3559 | 148.2985 | 0
[83 empty] | 89.654 | 0 | 0 | 28.6832 | 91.7763 | 0 | 0 | 29.3465 | 93.8985 | 0 | 0 | 30.0097 | 96.0208 | 0 | 0 | 30.673 | 98.143 | 0 | 0 | 31.3363 | 100.2652 | 0
[83 empty] | 89.654 | 0 | 0 | 28.6832 | 91.7763 | 0 | 0 | 29.3465 | 93.8985 | 0 | 0 | 30.0097 | 96.0208 | 0 | 0 | 30.673 | 98.143 | 0 | 0 | 31.3363 | 100.2652 | 0
[83 empty] | 97.9485 | 0 | 0 | 31.3347 | 100.2671 | 0 | 0 | 32.0593 | 102.5856 | 0 | 0 | 32.7839 | 104.9042 | 0 | 0 | 33.5084 | 107.2228 | 0 | 0 | 34.233 | 109.5414 | 0
[83 empty] | 101.5916 | 0 | 0 | 32.4989 | 103.9964 | 0 | 0 | 33.2504 | 106.4012 | 0 | 0 | 34.0019 | 108.806 | 0 | 0 | 34.7534 | 111.2109 | 0 | 0 | 35.5049 | 113.6157 | 0
[83 empty] | 105.424 | 0 | 0 | 33.7248 | 107.9195 | 0 | 0 | 34.5047 | 110.415 | 0 | 0 | 35.2846 | 112.9106 | 0 | 0 | 36.0644 | 115.4061 | 0 | 0 | 36.8443 | 117.9016 | 0
[83 empty] | 108.566 | 0 | 0 | 34.735 | 111.1359 | 0 | 0 | 35.5382 | 113.7058 | 0 | 0 | 36.3414 | 116.2757 | 0 | 0 | 37.1446 | 118.8456 | 0 | 0 | 37.9479 | 121.4155 | 0
[83 empty] | 110.0573 | 0 | 0 | 35.207 | 112.6625 | 0 | 0 | 36.0212 | 115.2677 | 0 | 0 | 36.8353 | 117.8729 | 0 | 0 | 37.6494 | 120.4781 | 0 | 0 | 38.4635 | 123.0833 | 0
[83 empty] | 110.4643 | 0 | 0 | 35.3421 | 113.0791 | 0 | 0 | 36.1593 | 115.6939 | 0 | 0 | 36.9766 | 118.3088 | 0 | 0 | 37.7938 | 120.9236 | 0 | 0 | 38.6111 | 123.5385 | 0
[83 empty] | 132.6039 | 0 | 0 | 42.4312 | 135.7428 | 0 | 0 | 43.4124 | 138.8817 | 0 | 0 | 44.3936 | 142.0206 | 0 | 0 | 45.3748 | 145.1596 | 0 | 0 | 46.3559 | 148.2985 | 0
[83 empty] | 89.654 | 0 | 0 | 28.6832 | 91.7763 | 0 | 0 | 29.3465 | 93.8985 | 0 | 0 | 30.0097 | 96.0208 | 0 | 0 | 30.673 | 98.143 | 0 | 0 | 31.3363 | 100.2652 | 0
[83 empty] | 90.0928 | 0 | 0 | 28.8248 | 92.2254 | 0 | 0 | 29.4914 | 94.3581 | 0 | 0 | 30.1579 | 96.4907 | 0 | 0 | 30.8245 | 98.6233 | 0 | 0 | 31.491 | 100.7559 | 0
[83 empty] | 98.2192 | 0 | 0 | 31.4218 | 100.5441 | 0 | 0 | 32.1484 | 102.8691 | 0 | 0 | 32.875 | 105.1941 | 0 | 0 | 33.6016 | 107.5191 | 0 | 0 | 34.3282 | 109.8441 | 0
[83 empty] | 101.7841 | 0 | 0 | 32.5605 | 104.1935 | 0 | 0 | 33.3134 | 106.6028 | 0 | 0 | 34.0663 | 109.0122 | 0 | 0 | 34.8193 | 111.4216 | 0 | 0 | 35.5722 | 113.831 | 0
[83 empty] | 105.548 | 0 | 0 | 33.7645 | 108.0465 | 0 | 0 | 34.5453 | 110.545 | 0 | 0 | 35.3261 | 113.0435 | 0 | 0 | 36.1069 | 115.5419 | 0 | 0 | 36.8876 | 118.0404 | 0
[83 empty] | 108.6877 | 0 | 0 | 34.776 | 111.2605 | 0 | 0 | 35.5802 | 113.8333 | 0 | 0 | 36.3844 | 116.4061 | 0 | 0 | 37.1885 | 118.9789 | 0 | 0 | 37.9927 | 121.5517 | 0
[83 empty] | 110.1252 | 0 | 0 | 35.2287 | 112.732 | 0 | 0 | 36.0434 | 115.3388 | 0 | 0 | 36.858 | 117.9456 | 0 | 0 | 37.6726 | 120.5525 | 0 | 0 | 38.4873 | 123.1593 | 0
[83 empty] | 110.5927 | 0 | 0 | 35.3852 | 113.2106 | 0 | 0 | 36.2034 | 115.8285 | 0 | 0 | 37.0217 | 118.4464 | 0 | 0 | 37.8399 | 121.0642 | 0 | 0 | 38.6582 | 123.6821 | 0
[83 empty] | 132.9518 | 0 | 0 | 42.5473 | 136.099 | 0 | 0 | 43.5312 | 139.2461 | 0 | 0 | 44.5151 | 142.3933 | 0 | 0 | 45.4989 | 145.5405 | 0 | 0 | 46.4828 | 148.6876 | 0
[83 empty] | 90.0928 | 0 | 0 | 28.8248 | 92.2254 | 0 | 0 | 29.4914 | 94.3581 | 0 | 0 | 30.1579 | 96.4907 | 0 | 0 | 30.8245 | 98.6233 | 0 | 0 | 31.491 | 100.7559 | 0
[83 empty] | 89.6671 | 0 | 0 | 28.6877 | 91.7897 | 0 | 0 | 29.3511 | 93.9122 | 0 | 0 | 30.0144 | 96.0348 | 0 | 0 | 30.6778 | 98.1573 | 0 | 0 | 31.3412 | 100.2799 | 0
[83 empty] | 97.9536 | 0 | 0 | 31.3365 | 100.2724 | 0 | 0 | 32.0611 | 102.5911 | 0 | 0 | 32.7857 | 104.9098 | 0 | 0 | 33.5103 | 107.2285 | 0 | 0 | 34.235 | 109.5472 | 0
[83 empty] | 101.5916 | 0 | 0 | 32.4989 | 103.9964 | 0 | 0 | 33.2504 | 106.4012 | 0 | 0 | 34.0019 | 108.806 | 0 | 0 | 34.7534 | 111.2109 | 0 | 0 | 35.5049 | 113.6157 | 0
[83 empty] | 105.424 | 0 | 0 | 33.7248 | 107.9195 | 0 | 0 | 34.5047 | 110.415 | 0 | 0 | 35.2846 | 112.9106 | 0 | 0 | 36.0644 | 115.4061 | 0 | 0 | 36.8443 | 117.9016 | 0
[83 empty] | 108.5872 | 0 | 0 | 34.7423 | 111.1576 | 0 | 0 | 35.5457 | 113.728 | 0 | 0 | 36.3491 | 116.2984 | 0 | 0 | 37.1525 | 118.8689 | 0 | 0 | 37.9558 | 121.4393 | 0
[83 empty] | 110.0573 | 0 | 0 | 35.207 | 112.6625 | 0 | 0 | 36.0212 | 115.2677 | 0 | 0 | 36.8353 | 117.8729 | 0 | 0 | 37.6494 | 120.4781 | 0 | 0 | 38.4635 | 123.0833 | 0
[83 empty] | 110.4848 | 0 | 0 | 35.3492 | 113.1001 | 0 | 0 | 36.1666 | 115.7154 | 0 | 0 | 36.984 | 118.3308 | 0 | 0 | 37.8014 | 120.9461 | 0 | 0 | 38.6188 | 123.5614 | 0
[83 empty] | 132.6527 | 0 | 0 | 42.448 | 135.7927 | 0 | 0 | 43.4296 | 138.9328 | 0 | 0 | 44.4112 | 142.0729 | 0 | 0 | 45.3927 | 145.213 | 0 | 0 | 46.3743 | 148.3531 | 0
[83 empty] | 89.6671 | 0 | 0 | 28.6877 | 91.7897 | 0 | 0 | 29.3511 | 93.9122 | 0 | 0 | 30.0144 | 96.0348 | 0 | 0 | 30.6778 | 98.1573 | 0 | 0 | 31.3412 | 100.2799 | 0
[83 empty] | 0 | 0 | 0 | 0 | 0 | 0 | 0 | 0 | 0 | 0 | 0 | 0 | 0 | 0 | 0 | 0 | 0 | 0 | 0 | 0 | 0 | 0
[83 empty] | 0 | 0 | 0 | 0 | 0 | 0 | 0 | 0 | 0 | 0 | 0 | 0 | 0 | 0 | 0 | 0 | 0 | 0 | 0 | 0 | 0 | 0
[83 empty] | 0 | 0 | 0 | 0 | 0 | 0 | 0 | 0 | 0 | 0 | 0 | 0 | 0 | 0 | 0 | 0 | 0 | 0 | 0 | 0 | 0 | 0
[83 empty] | 0 | 0 | 0 | 0 | 0 | 0 | 0 | 0 | 0 | 0 | 0 | 0 | 0 | 0 | 0 | 0 | 0 | 0 | 0 | 0 | 0 | 0
[83 empty] | 0 | 0 | 0 | 0 | 0 | 0 | 0 | 0 | 0 | 0 | 0 | 0 | 0 | 0 | 0 | 0 | 0 | 0 | 0 | 0 | 0 | 0
[83 empty] | 0 | 0 | 0 | 0 | 0 | 0 | 0 | 0 | 0 | 0 | 0 | 0 | 0 | 0 | 0 | 0 | 0 | 0 | 0 | 0 | 0 | 0
[83 empty] | 0 | 0 | 0 | 0 | 0 | 0 | 0 | 0 | 0 | 0 | 0 | 0 | 0 | 0 | 0 | 0 | 0 | 0 | 0 | 0 | 0 | 0
[83 empty] | 0 | 0 | 0 | 0 | 0 | 0 | 0 | 0 | 0 | 0 | 0 | 0 | 0 | 0 | 0 | 0 | 0 | 0 | 0 | 0 | 0 | 0
[83 empty] | 0 | 0 | 0 | 0 | 0 | 0 | 0 | 0 | 0 | 0 | 0 | 0 | 0 | 0 | 0 | 0 | 0 | 0 | 0 | 0 | 0 | 0
[83 empty] | 0 | 0 | 0 | 0 | 0 | 0 | 0 | 0 | 0 | 0 | 0 | 0 | 0 | 0 | 0 | 0 | 0 | 0 | 0 | 0 | 0 | 0
[83 empty] | 0 | 0 | 0 | 0 | 0 | 0 | 0 | 0 | 0 | 0 | 0 | 0 | 0 | 0 | 0 | 0 | 0 | 0 | 0 | 0 | 0 | 0
[83 empty] | 0 | 0 | 0 | 0 | 0 | 0 | 0 | 0 | 0 | 0 | 0 | 0 | 0 | 0 | 0 | 0 | 0 | 0 | 0 | 0 | 0 | 0
[83 empty] | 0 | 0 | 0 | 0 | 0 | 0 | 0 | 0 | 0 | 0 | 0 | 0 | 0 | 0 | 0 | 0 | 0 | 0 | 0 | 0 | 0 | 0
[83 empty] | 0 | 0 | 0 | 0 | 0 | 0 | 0 | 0 | 0 | 0 | 0 | 0 | 0 | 0 | 0 | 0 | 0 | 0 | 0 | 0 | 0 | 0
[83 empty] | 0 | 0 | 0 | 0 | 0 | 0 | 0 | 0 | 0 | 0 | 0 | 0 | 0 | 0 | 0 | 0 | 0 | 0 | 0 | 0 | 0 | 0
[83 empty] | 0 | 0 | 0 | 0 | 0 | 0 | 0 | 0 | 0 | 0 | 0 | 0 | 0 | 0 | 0 | 0 | 0 | 0 | 0 | 0 | 0 | 0
[83 empty] | 0 | 0 | 0 | 0 | 0 | 0 | 0 | 0 | 0 | 0 | 0 | 0 | 0 | 0 | 0 | 0 | 0 | 0 | 0 | 0 | 0 | 0
[83 empty] | 0 | 0 | 0 | 0 | 0 | 0 | 0 | 0 | 0 | 0 | 0 | 0 | 0 | 0 | 0 | 0 | 0 | 0 | 0 | 0 | 0 | 0
[83 empty] | 0 | 0 | 0 | 0 | 0 | 0 | 0 | 0 | 0 | 0 | 0 | 0 | 0 | 0 | 0 | 0 | 0 | 0 | 0 | 0 | 0 | 0
[83 empty] | 0 | 0 | 0 | 0 | 0 | 0 | 0 | 0 | 0 | 0 | 0 | 0 | 0 | 0 | 0 | 0 | 0 | 0 | 0 | 0 | 0 | 0
[83 empty] | 0 | 0 | 0 | 0 | 0 | 0 | 0 | 0 | 0 | 0 | 0 | 0 | 0 | 0 | 0 | 0 | 0 | 0 | 0 | 0 | 0 | 0
[83 empty] | 0 | 0 | 0 | 0 | 0 | 0 | 0 | 0 | 0 | 0 | 0 | 0 | 0 | 0 | 0 | 0 | 0 | 0 | 0 | 0 | 0 | 0
[83 empty] | 0 | 0 | 0 | 0 | 0 | 0 | 0 | 0 | 0 | 0 | 0 | 0 | 0 | 0 | 0 | 0 | 0 | 0 | 0 | 0 | 0 | 0
[83 empty] | 0 | 0 | 0 | 0 | 0 | 0 | 0 | 0 | 0 | 0 | 0 | 0 | 0 | 0 | 0 | 0 | 0 | 0 | 0 | 0 | 0 | 0
[83 empty] | 0 | 0 | 0 | 0 | 0 | 0 | 0 | 0 | 0 | 0 | 0 | 0 | 0 | 0 | 0 | 0 | 0 | 0 | 0 | 0 | 0 | 0
[83 empty] | 0 | 0 | 0 | 0 | 0 | 0 | 0 | 0 | 0 | 0 | 0 | 0 | 0 | 0 | 0 | 0 | 0 | 0 | 0 | 0 | 0 | 0
[83 empty] | 0 | 0 | 0 | 0 | 0 | 0 | 0 | 0 | 0 | 0 | 0 | 0 | 0 | 0 | 0 | 0 | 0 | 0 | 0 | 0 | 0 | 0
[83 empty] | 0 | 0 | 0 | 0 | 0 | 0 | 0 | 0 | 0 | 0 | 0 | 0 | 0 | 0 | 0 | 0 | 0 | 0 | 0 | 0 | 0 | 0
[83 empty] | 0 | 0 | 0 | 0 | 0 | 0 | 0 | 0 | 0 | 0 | 0 | 0 | 0 | 0 | 0 | 0 | 0 | 0 | 0 | 0 | 0 | 0
[83 empty] | 0 | 0 | 0 | 0 | 0 | 0 | 0 | 0 | 0 | 0 | 0 | 0 | 0 | 0 | 0 | 0 | 0 | 0 | 0 | 0 | 0 | 0
[83 empty] | 0 | 0 | 0 | 0 | 0 | 0 | 0 | 0 | 0 | 0 | 0 | 0 | 0 | 0 | 0 | 0 | 0 | 0 | 0 | 0 | 0 | 0
[83 empty] | 0 | 0 | 0 | 0 | 0 | 0 | 0 | 0 | 0 | 0 | 0 | 0 | 0 | 0 | 0 | 0 | 0 | 0 | 0 | 0 | 0 | 0
[83 empty] | 0 | 0 | 0 | 0 | 0 | 0 | 0 | 0 | 0 | 0 | 0 | 0 | 0 | 0 | 0 | 0 | 0 | 0 | 0 | 0 | 0 | 0
[83 empty] | 0 | 0 | 0 | 0 | 0 | 0 | 0 | 0 | 0 | 0 | 0 | 0 | 0 | 0 | 0 | 0 | 0 | 0 | 0 | 0 | 0 | 0
[83 empty] | 0 | 0 | 0 | 0 | 0 | 0 | 0 | 0 | 0 | 0 | 0 | 0 | 0 | 0 | 0 | 0 | 0 | 0 | 0 | 0 | 0 | 0
[83 empty] | 0 | 0 | 0 | 0 | 0 | 0 | 0 | 0 | 0 | 0 | 0 | 0 | 0 | 0 | 0 | 0 | 0 | 0 | 0 | 0 | 0 | 0
[83 empty] | 0 | 0 | 0 | 0 | 0 | 0 | 0 | 0 | 0 | 0 | 0 | 0 | 0 | 0 | 0 | 0 | 0 | 0 | 0 | 0 | 0 | 0
[83 empty] | 0 | 0 | 0 | 0 | 0 | 0 | 0 | 0 | 0 | 0 | 0 | 0 | 0 | 0 | 0 | 0 | 0 | 0 | 0 | 0 | 0 | 0
[83 empty] | 0 | 0 | 0 | 0 | 0 | 0 | 0 | 0 | 0 | 0 | 0 | 0 | 0 | 0 | 0 | 0 | 0 | 0 | 0 | 0 | 0 | 0
[83 empty] | 0 | 0 | 0 | 0 | 0 | 0 | 0 | 0 | 0 | 0 | 0 | 0 | 0 | 0 | 0 | 0 | 0 | 0 | 0 | 0 | 0 | 0
[83 empty] | 0 | 0 | 0 | 0 | 0 | 0 | 0 | 0 | 0 | 0 | 0 | 0 | 0 | 0 | 0 | 0 | 0 | 0 | 0 | 0 | 0 | 0
[83 empty] | 0 | 0 | 0 | 0 | 0 | 0 | 0 | 0 | 0 | 0 | 0 | 0 | 0 | 0 | 0 | 0 | 0 | 0 | 0 | 0 | 0 | 0
[83 empty] | 0 | 0 | 0 | 0 | 0 | 0 | 0 | 0 | 0 | 0 | 0 | 0 | 0 | 0 | 0 | 0 | 0 | 0 | 0 | 0 | 0 | 0
[83 empty] | 0 | 0 | 0 | 0 | 0 | 0 | 0 | 0 | 0 | 0 | 0 | 0 | 0 | 0 | 0 | 0 | 0 | 0 | 0 | 0 | 0 | 0
[83 empty] | 0 | 0 | 0 | 0 | 0 | 0 | 0 | 0 | 0 | 0 | 0 | 0 | 0 | 0 | 0 | 0 | 0 | 0 | 0 | 0 | 0 | 0
[83 empty] | 0 | 0 | 0 | 0 | 0 | 0 | 0 | 0 | 0 | 0 | 0 | 0 | 0 | 0 | 0 | 0 | 0 | 0 | 0 | 0 | 0 | 0
[83 empty] | 0 | 0 | 0 | 0 | 0 | 0 | 0 | 0 | 0 | 0 | 0 | 0 | 0 | 0 | 0 | 0 | 0 | 0 | 0 | 0 | 0 | 0
[83 empty] | 0 | 0 | 0 | 0 | 0 | 0 | 0 | 0 | 0 | 0 | 0 | 0 | 0 | 0 | 0 | 0 | 0 | 0 | 0 | 0 | 0 | 0
[83 empty] | 0 | 0 | 0 | 0 | 0 | 0 | 0 | 0 | 0 | 0 | 0 | 0 | 0 | 0 | 0 | 0 | 0 | 0 | 0 | 0 | 0 | 0
[83 empty] | 0 | 0 | 0 | 0 | 0 | 0 | 0 | 0 | 0 | 0 | 0 | 0 | 0 | 0 | 0 | 0 | 0 | 0 | 0 | 0 | 0 | 0
[83 empty] | 0 | 0 | 0 | 0 | 0 | 0 | 0 | 0 | 0 | 0 | 0 | 0 | 0 | 0 | 0 | 0 | 0 | 0 | 0 | 0 | 0 | 0
[83 empty] | 0 | 0 | 0 | 0 | 0 | 0 | 0 | 0 | 0 | 0 | 0 | 0 | 0 | 0 | 0 | 0 | 0 | 0 | 0 | 0 | 0 | 0
[83 empty] | 0 | 0 | 0 | 0 | 0 | 0 | 0 | 0 | 0 | 0 | 0 | 0 | 0 | 0 | 0 | 0 | 0 | 0 | 0 | 0 | 0 | 0
[83 empty] | 0 | 0 | 0 | 0 | 0 | 0 | 0 | 0 | 0 | 0 | 0 | 0 | 0 | 0 | 0 | 0 | 0 | 0 | 0 | 0 | 0 | 0
[83 empty] | 0 | 0 | 0 | 0 | 0 | 0 | 0 | 0 | 0 | 0 | 0 | 0 | 0 | 0 | 0 | 0 | 0 | 0 | 0 | 0 | 0 | 0
[83 empty] | 0 | 0 | 0 | 0 | 0 | 0 | 0 | 0 | 0 | 0 | 0 | 0 | 0 | 0 | 0 | 0 | 0 | 0 | 0 | 0 | 0 | 0
[83 empty] | 0 | 0 | 0 | 0 | 0 | 0 | 0 | 0 | 0 | 0 | 0 | 0 | 0 | 0 | 0 | 0 | 0 | 0 | 0 | 0 | 0 | 0
[83 empty] | 0 | 0 | 0 | 0 | 0 | 0 | 0 | 0 | 0 | 0 | 0 | 0 | 0 | 0 | 0 | 0 | 0 | 0 | 0 | 0 | 0 | 0
[83 empty] | 0 | 0 | 0 | 0 | 0 | 0 | 0 | 0 | 0 | 0 | 0 | 0 | 0 | 0 | 0 | 0 | 0 | 0 | 0 | 0 | 0 | 0
[83 empty] | 0 | 0 | 0 | 0 | 0 | 0 | 0 | 0 | 0 | 0 | 0 | 0 | 0 | 0 | 0 | 0 | 0 | 0 | 0 | 0 | 0 | 0
[83 empty] | 0 | 0 | 0 | 0 | 0 | 0 | 0 | 0 | 0 | 0 | 0 | 0 | 0 | 0 | 0 | 0 | 0 | 0 | 0 | 0 | 0 | 0
[83 empty] | 0 | 0 | 0 | 0 | 0 | 0 | 0 | 0 | 0 | 0 | 0 | 0 | 0 | 0 | 0 | 0 | 0 | 0 | 0 | 0 | 0 | 0
[83 empty] | 0 | 0 | 0 | 0 | 0 | 0 | 0 | 0 | 0 | 0 | 0 | 0 | 0 | 0 | 0 | 0 | 0 | 0 | 0 | 0 | 0 | 0
[83 empty] | 0 | 0 | 0 | 0 | 0 | 0 | 0 | 0 | 0 | 0 | 0 | 0 | 0 | 0 | 0 | 0 | 0 | 0 | 0 | 0 | 0 | 0
[83 empty] | 0 | 0 | 0 | 0 | 0 | 0 | 0 | 0 | 0 | 0 | 0 | 0 | 0 | 0 | 0 | 0 | 0 | 0 | 0 | 0 | 0 | 0
[83 empty] | 0 | 0 | 0 | 0 | 0 | 0 | 0 | 0 | 0 | 0 | 0 | 0 | 0 | 0 | 0 | 0 | 0 | 0 | 0 | 0 | 0 | 0
[83 empty] | 0 | 0 | 0 | 0 | 0 | 0 | 0 | 0 | 0 | 0 | 0 | 0 | 0 | 0 | 0 | 0 | 0 | 0 | 0 | 0 | 0 | 0
[83 empty] | 0 | 0 | 0 | 0 | 0 | 0 | 0 | 0 | 0 | 0 | 0 | 0 | 0 | 0 | 0 | 0 | 0 | 0 | 0 | 0 | 0 | 0
[83 empty] | 0 | 0 | 0 | 0 | 0 | 0 | 0 | 0 | 0 | 0 | 0 | 0 | 0 | 0 | 0 | 0 | 0 | 0 | 0 | 0 | 0 | 0
[83 empty] | 0 | 0 | 0 | 0 | 0 | 0 | 0 | 0 | 0 | 0 | 0 | 0 | 0 | 0 | 0 | 0 | 0 | 0 | 0 | 0 | 0 | 0
[83 empty] | 0 | 0 | 0 | 0 | 0 | 0 | 0 | 0 | 0 | 0 | 0 | 0 | 0 | 0 | 0 | 0 | 0 | 0 | 0 | 0 | 0 | 0
[83 empty] | 0 | 0 | 0 | 0 | 0 | 0 | 0 | 0 | 0 | 0 | 0 | 0 | 0 | 0 | 0 | 0 | 0 | 0 | 0 | 0 | 0 | 0
[83 empty] | 0 | 0 | 0 | 0 | 0 | 0 | 0 | 0 | 0 | 0 | 0 | 0 | 0 | 0 | 0 | 0 | 0 | 0 | 0 | 0 | 0 | 0
[83 empty] | 0 | 0 | 0 | 0 | 0 | 0 | 0 | 0 | 0 | 0 | 0 | 0 | 0 | 0 | 0 | 0 | 0 | 0 | 0 | 0 | 0 | 0
[83 empty] | 0 | 0 | 0 | 0 | 0 | 0 | 0 | 0 | 0 | 0 | 0 | 0 | 0 | 0 | 0 | 0 | 0 | 0 | 0 | 0 | 0 | 0
[83 empty] | 0 | 0 | 0 | 0 | 0 | 0 | 0 | 0 | 0 | 0 | 0 | 0 | 0 | 0 | 0 | 0 | 0 | 0 | 0 | 0 | 0 | 0
[83 empty] | 0 | 0 | 0 | 0 | 0 | 0 | 0 | 0 | 0 | 0 | 0 | 0 | 0 | 0 | 0 | 0 | 0 | 0 | 0 | 0 | 0 | 0
[83 empty] | 0 | 0 | 0 | 0 | 0 | 0 | 0 | 0 | 0 | 0 | 0 | 0 | 0 | 0 | 0 | 0 | 0 | 0 | 0 | 0 | 0 | 0
[83 empty] | 0 | 0 | 0 | 0 | 0 | 0 | 0 | 0 | 0 | 0 | 0 | 0 | 0 | 0 | 0 | 0 | 0 | 0 | 0 | 0 | 0 | 0
[83 empty] | 0 | 0 | 0 | 0 | 0 | 0 | 0 | 0 | 0 | 0 | 0 | 0 | 0 | 0 | 0 | 0 | 0 | 0 | 0 | 0 | 0 | 0
[83 empty] | 0 | 0 | 0 | 0 | 0 | 0 | 0 | 0 | 0 | 0 | 0 | 0 | 0 | 0 | 0 | 0 | 0 | 0 | 0 | 0 | 0 | 0
[83 empty] | 0 | 0 | 0 | 0 | 0 | 0 | 0 | 0 | 0 | 0 | 0 | 0 | 0 | 0 | 0 | 0 | 0 | 0 | 0 | 0 | 0 | 0
[83 empty] | 0 | 0 | 0 | 0 | 0 | 0 | 0 | 0 | 0 | 0 | 0 | 0 | 0 | 0 | 0 | 0 | 0 | 0 | 0 | 0 | 0 | 0
[83 empty] | 0 | 0 | 0 | 0 | 0 | 0 | 0 | 0 | 0 | 0 | 0 | 0 | 0 | 0 | 0 | 0 | 0 | 0 | 0 | 0 | 0 | 0
[83 empty] | 0 | 0 | 0 | 0 | 0 | 0 | 0 | 0 | 0 | 0 | 0 | 0 | 0 | 0 | 0 | 0 | 0 | 0 | 0 | 0 | 0 | 0
[83 empty] | 0 | 0 | 0 | 0 | 0 | 0 | 0 | 0 | 0 | 0 | 0 | 0 | 0 | 0 | 0 | 0 | 0 | 0 | 0 | 0 | 0 | 0
[83 empty] | 0 | 0 | 0 | 0 | 0 | 0 | 0 | 0 | 0 | 0 | 0 | 0 | 0 | 0 | 0 | 0 | 0 | 0 | 0 | 0 | 0 | 0
[83 empty] | 0 | 0 | 0 | 0 | 0 | 0 | 0 | 0 | 0 | 0 | 0 | 0 | 0 | 0 | 0 | 0 | 0 | 0 | 0 | 0 | 0 | 0
[83 empty] | 0 | 0 | 0 | 0 | 0 | 0 | 0 | 0 | 0 | 0 | 0 | 0 | 0 | 0 | 0 | 0 | 0 | 0 | 0 | 0 | 0 | 0
[83 empty] | 0 | 0 | 0 | 0 | 0 | 0 | 0 | 0 | 0 | 0 | 0 | 0 | 0 | 0 | 0 | 0 | 0 | 0 | 0 | 0 | 0 | 0
[83 empty] | 0 | 0 | 0 | 0 | 0 | 0 | 0 | 0 | 0 | 0 | 0 | 0 | 0 | 0 | 0 | 0 | 0 | 0 | 0 | 0 | 0 | 0
[83 empty] | 0 | 0 | 0 | 0 | 0 | 0 | 0 | 0 | 0 | 0 | 0 | 0 | 0 | 0 | 0 | 0 | 0 | 0 | 0 | 0 | 0 | 0
[83 empty] | 0 | 0 | 0 | 0 | 0 | 0 | 0 | 0 | 0 | 0 | 0 | 0 | 0 | 0 | 0 | 0 | 0 | 0 | 0 | 0 | 0 | 0
[83 empty] | 0 | 0 | 0 | 0 | 0 | 0 | 0 | 0 | 0 | 0 | 0 | 0 | 0 | 0 | 0 | 0 | 0 | 0 | 0 | 0 | 0 | 0
[83 empty] | 0 | 0 | 0 | 0 | 0 | 0 | 0 | 0 | 0 | 0 | 0 | 0 | 0 | 0 | 0 | 0 | 0 | 0 | 0 | 0 | 0 | 0
[83 empty] | 0 | 0 | 0 | 0 | 0 | 0 | 0 | 0 | 0 | 0 | 0 | 0 | 0 | 0 | 0 | 0 | 0 | 0 | 0 | 0 | 0 | 0
[83 empty] | 0 | 0 | 0 | 0 | 0 | 0 | 0 | 0 | 0 | 0 | 0 | 0 | 0 | 0 | 0 | 0 | 0 | 0 | 0 | 0 | 0 | 0
[83 empty] | 0 | 0 | 0 | 0 | 0 | 0 | 0 | 0 | 0 | 0 | 0 | 0 | 0 | 0 | 0 | 0 | 0 | 0 | 0 | 0 | 0 | 0
[83 empty] | 0 | 0 | 0 | 0 | 0 | 0 | 0 | 0 | 0 | 0 | 0 | 0 | 0 | 0 | 0 | 0 | 0 | 0 | 0 | 0 | 0 | 0
[83 empty] | 0 | 0 | 0 | 0 | 0 | 0 | 0 | 0 | 0 | 0 | 0 | 0 | 0 | 0 | 0 | 0 | 0 | 0 | 0 | 0 | 0 | 0
[83 empty] | 0 | 0 | 0 | 0 | 0 | 0 | 0 | 0 | 0 | 0 | 0 | 0 | 0 | 0 | 0 | 0 | 0 | 0 | 0 | 0 | 0 | 0
[83 empty] | 0 | 0 | 0 | 0 | 0 | 0 | 0 | 0 | 0 | 0 | 0 | 0 | 0 | 0 | 0 | 0 | 0 | 0 | 0 | 0 | 0 | 0
[83 empty] | 0 | 0 | 0 | 0 | 0 | 0 | 0 | 0 | 0 | 0 | 0 | 0 | 0 | 0 | 0 | 0 | 0 | 0 | 0 | 0 | 0 | 0
[83 empty] | 0 | 0 | 0 | 0 | 0 | 0 | 0 | 0 | 0 | 0 | 0 | 0 | 0 | 0 | 0 | 0 | 0 | 0 | 0 | 0 | 0 | 0
[83 empty] | 0 | 0 | 0 | 0 | 0 | 0 | 0 | 0 | 0 | 0 | 0 | 0 | 0 | 0 | 0 | 0 | 0 | 0 | 0 | 0 | 0 | 0
[83 empty] | 0 | 0 | 0 | 0 | 0 | 0 | 0 | 0 | 0 | 0 | 0 | 0 | 0 | 0 | 0 | 0 | 0 | 0 | 0 | 0 | 0 | 0
[83 empty] | 0 | 0 | 0 | 0 | 0 | 0 | 0 | 0 | 0 | 0 | 0 | 0 | 0 | 0 | 0 | 0 | 0 | 0 | 0 | 0 | 0 | 0
[83 empty] | 0 | 0 | 0 | 0 | 0 | 0 | 0 | 0 | 0 | 0 | 0 | 0 | 0 | 0 | 0 | 0 | 0 | 0 | 0 | 0 | 0 | 0
[83 empty] | 0 | 0 | 0 | 0 | 0 | 0 | 0 | 0 | 0 | 0 | 0 | 0 | 0 | 0 | 0 | 0 | 0 | 0 | 0 | 0 | 0 | 0
[83 empty] | 0 | 0 | 0 | 0 | 0 | 0 | 0 | 0 | 0 | 0 | 0 | 0 | 0 | 0 | 0 | 0 | 0 | 0 | 0 | 0 | 0 | 0
[83 empty] | 0 | 0 | 0 | 0 | 0 | 0 | 0 | 0 | 0 | 0 | 0 | 0 | 0 | 0 | 0 | 0 | 0 | 0 | 0 | 0 | 0 | 0
[83 empty] | 0 | 0 | 0 | 0 | 0 | 0 | 0 | 0 | 0 | 0 | 0 | 0 | 0 | 0 | 0 | 0 | 0 | 0 | 0 | 0 | 0 | 0
[83 empty] | 0 | 0 | 0 | 0 | 0 | 0 | 0 | 0 | 0 | 0 | 0 | 0 | 0 | 0 | 0 | 0 | 0 | 0 | 0 | 0 | 0 | 0
[83 empty] | 0 | 0 | 0 | 0 | 0 | 0 | 0 | 0 | 0 | 0 | 0 | 0 | 0 | 0 | 0 | 0 | 0 | 0 | 0 | 0 | 0 | 0
[83 empty] | 0 | 0 | 0 | 0 | 0 | 0 | 0 | 0 | 0 | 0 | 0 | 0 | 0 | 0 | 0 | 0 | 0 | 0 | 0 | 0 | 0 | 0
[83 empty] | 0 | 0 | 0 | 0 | 0 | 0 | 0 | 0 | 0 | 0 | 0 | 0 | 0 | 0 | 0 | 0 | 0 | 0 | 0 | 0 | 0 | 0
[83 empty] | 0 | 0 | 0 | 0 | 0 | 0 | 0 | 0 | 0 | 0 | 0 | 0 | 0 | 0 | 0 | 0 | 0 | 0 | 0 | 0 | 0 | 0
[83 empty] | 0 | 0 | 0 | 0 | 0 | 0 | 0 | 0 | 0 | 0 | 0 | 0 | 0 | 0 | 0 | 0 | 0 | 0 | 0 | 0 | 0 | 0
[83 empty] | 0 | 0 | 0 | 0 | 0 | 0 | 0 | 0 | 0 | 0 | 0 | 0 | 0 | 0 | 0 | 0 | 0 | 0 | 0 | 0 | 0 | 0
[83 empty] | 0 | 0 | 0 | 0 | 0 | 0 | 0 | 0 | 0 | 0 | 0 | 0 | 0 | 0 | 0 | 0 | 0 | 0 | 0 | 0 | 0 | 0
[83 empty] | 0 | 0 | 0 | 0 | 0 | 0 | 0 | 0 | 0 | 0 | 0 | 0 | 0 | 0 | 0 | 0 | 0 | 0 | 0 | 0 | 0 | 0
[83 empty] | 0 | 0 | 0 | 0 | 0 | 0 | 0 | 0 | 0 | 0 | 0 | 0 | 0 | 0 | 0 | 0 | 0 | 0 | 0 | 0 | 0 | 0
[83 empty] | 0 | 0 | 0 | 0 | 0 | 0 | 0 | 0 | 0 | 0 | 0 | 0 | 0 | 0 | 0 | 0 | 0 | 0 | 0 | 0 | 0 | 0
[83 empty] | 0 | 0 | 0 | 0 | 0 | 0 | 0 | 0 | 0 | 0 | 0 | 0 | 0 | 0 | 0 | 0 | 0 | 0 | 0 | 0 | 0 | 0
[83 empty] | 0 | 0 | 0 | 0 | 0 | 0 | 0 | 0 | 0 | 0 | 0 | 0 | 0 | 0 | 0 | 0 | 0 | 0 | 0 | 0 | 0 | 0
[83 empty] | 0 | 0 | 0 | 0 | 0 | 0 | 0 | 0 | 0 | 0 | 0 | 0 | 0 | 0 | 0 | 0 | 0 | 0 | 0 | 0 | 0 | 0
[83 empty] | 0 | 0 | 0 | 0 | 0 | 0 | 0 | 0 | 0 | 0 | 0 | 0 | 0 | 0 | 0 | 0 | 0 | 0 | 0 | 0 | 0 | 0
[83 empty] | 0 | 0 | 0 | 0 | 0 | 0 | 0 | 0 | 0 | 0 | 0 | 0 | 0 | 0 | 0 | 0 | 0 | 0 | 0 | 0 | 0 | 0
[83 empty] | 0 | 0 | 0 | 0 | 0 | 0 | 0 | 0 | 0 | 0 | 0 | 0 | 0 | 0 | 0 | 0 | 0 | 0 | 0 | 0 | 0 | 0
[83 empty] | 0 | 0 | 0 | 0 | 0 | 0 | 0 | 0 | 0 | 0 | 0 | 0 | 0 | 0 | 0 | 0 | 0 | 0 | 0 | 0 | 0 | 0
[83 empty] | 0 | 0 | 0 | 0 | 0 | 0 | 0 | 0 | 0 | 0 | 0 | 0 | 0 | 0 | 0 | 0 | 0 | 0 | 0 | 0 | 0 | 0
[83 empty] | 0 | 0 | 0 | 0 | 0 | 0 | 0 | 0 | 0 | 0 | 0 | 0 | 0 | 0 | 0 | 0 | 0 | 0 | 0 | 0 | 0 | 0
[83 empty] | 0 | 0 | 0 | 0 | 0 | 0 | 0 | 0 | 0 | 0 | 0 | 0 | 0 | 0 | 0 | 0 | 0 | 0 | 0 | 0 | 0 | 0
[83 empty] | 0 | 0 | 0 | 0 | 0 | 0 | 0 | 0 | 0 | 0 | 0 | 0 | 0 | 0 | 0 | 0 | 0 | 0 | 0 | 0 | 0 | 0
[83 empty] | 0 | 0 | 0 | 0 | 0 | 0 | 0 | 0 | 0 | 0 | 0 | 0 | 0 | 0 | 0 | 0 | 0 | 0 | 0 | 0 | 0 | 0
[83 empty] | 0 | 0 | 0 | 0 | 0 | 0 | 0 | 0 | 0 | 0 | 0 | 0 | 0 | 0 | 0 | 0 | 0 | 0 | 0 | 0 | 0 | 0
[83 empty] | 0 | 0 | 0 | 0 | 0 | 0 | 0 | 0 | 0 | 0 | 0 | 0 | 0 | 0 | 0 | 0 | 0 | 0 | 0 | 0 | 0 | 0
[83 empty] | 0 | 0 | 0 | 0 | 0 | 0 | 0 | 0 | 0 | 0 | 0 | 0 | 0 | 0 | 0 | 0 | 0 | 0 | 0 | 0 | 0 | 0
[83 empty] | 0 | 0 | 0 | 0 | 0 | 0 | 0 | 0 | 0 | 0 | 0 | 0 | 0 | 0 | 0 | 0 | 0 | 0 | 0 | 0 | 0 | 0
[83 empty] | 0 | 0 | 0 | 0 | 0 | 0 | 0 | 0 | 0 | 0 | 0 | 0 | 0 | 0 | 0 | 0 | 0 | 0 | 0 | 0 | 0 | 0
[83 empty] | 0 | 0 | 0 | 0 | 0 | 0 | 0 | 0 | 0 | 0 | 0 | 0 | 0 | 0 | 0 | 0 | 0 | 0 | 0 | 0 | 0 | 0
[83 empty] | 0 | 0 | 0 | 0 | 0 | 0 | 0 | 0 | 0 | 0 | 0 | 0 | 0 | 0 | 0 | 0 | 0 | 0 | 0 | 0 | 0 | 0
[83 empty] | 0 | 0 | 0 | 0 | 0 | 0 | 0 | 0 | 0 | 0 | 0 | 0 | 0 | 0 | 0 | 0 | 0 | 0 | 0 | 0 | 0 | 0
[83 empty] | 0 | 0 | 0 | 0 | 0 | 0 | 0 | 0 | 0 | 0 | 0 | 0 | 0 | 0 | 0 | 0 | 0 | 0 | 0 | 0 | 0 | 0
[83 empty] | 0 | 0 | 0 | 0 | 0 | 0 | 0 | 0 | 0 | 0 | 0 | 0 | 0 | 0 | 0 | 0 | 0 | 0 | 0 | 0 | 0 | 0
[83 empty] | 0 | 0 | 0 | 0 | 0 | 0 | 0 | 0 | 0 | 0 | 0 | 0 | 0 | 0 | 0 | 0 | 0 | 0 | 0 | 0 | 0 | 0
[83 empty] | 0 | 0 | 0 | 0 | 0 | 0 | 0 | 0 | 0 | 0 | 0 | 0 | 0 | 0 | 0 | 0 | 0 | 0 | 0 | 0 | 0 | 0
[83 empty] | 0 | 0 | 0 | 0 | 0 | 0 | 0 | 0 | 0 | 0 | 0 | 0 | 0 | 0 | 0 | 0 | 0 | 0 | 0 | 0 | 0 | 0
[83 empty] | 0 | 0 | 0 | 0 | 0 | 0 | 0 | 0 | 0 | 0 | 0 | 0 | 0 | 0 | 0 | 0 | 0 | 0 | 0 | 0 | 0 | 0
[83 empty] | 0 | 0 | 0 | 0 | 0 | 0 | 0 | 0 | 0 | 0 | 0 | 0 | 0 | 0 | 0 | 0 | 0 | 0 | 0 | 0 | 0 | 0
[83 empty] | 0 | 0 | 0 | 0 | 0 | 0 | 0 | 0 | 0 | 0 | 0 | 0 | 0 | 0 | 0 | 0 | 0 | 0 | 0 | 0 | 0 | 0
[83 empty] | 0 | 0 | 0 | 0 | 0 | 0 | 0 | 0 | 0 | 0 | 0 | 0 | 0 | 0 | 0 | 0 | 0 | 0 | 0 | 0 | 0 | 0
[83 empty] | 0 | 0 | 0 | 0 | 0 | 0 | 0 | 0 | 0 | 0 | 0 | 0 | 0 | 0 | 0 | 0 | 0 | 0 | 0 | 0 | 0 | 0
[83 empty] | 88.0853 | 0 | 0 | 28.1808 | 90.1704 | 0 | 0 | 28.8324 | 92.2555 | 0 | 0 | 29.4841 | 94.3406 | 0 | 0 | 30.1358 | 96.4257 | 0 | 0 | 30.7874 | 98.5108 | 0
[83 empty] | 96.9396 | 0 | 0 | 31.0117 | 99.2343 | 0 | 0 | 31.7288 | 101.529 | 0 | 0 | 32.4459 | 103.8237 | 0 | 0 | 33.1631 | 106.1184 | 0 | 0 | 33.8802 | 108.4131 | 0
[83 empty] | 100.8215 | 0 | 0 | 32.2525 | 103.2081 | 0 | 0 | 32.9983 | 105.5947 | 0 | 0 | 33.7441 | 107.9813 | 0 | 0 | 34.49 | 110.3679 | 0 | 0 | 35.2358 | 112.7544 | 0
[83 empty] | 104.9276 | 0 | 0 | 33.5661 | 107.4114 | 0 | 0 | 34.3422 | 109.8952 | 0 | 0 | 35.1184 | 112.379 | 0 | 0 | 35.8946 | 114.8628 | 0 | 0 | 36.6708 | 117.3466 | 0
[83 empty] | 108.3818 | 0 | 0 | 34.6752 | 110.9474 | 0 | 0 | 35.477 | 113.5129 | 0 | 0 | 36.2788 | 116.0785 | 0 | 0 | 37.0807 | 118.644 | 0 | 0 | 37.8825 | 121.2096 | 0
[83 empty] | 109.7857 | 0 | 0 | 35.1202 | 112.3845 | 0 | 0 | 35.9323 | 114.9833 | 0 | 0 | 36.7444 | 117.5821 | 0 | 0 | 37.5565 | 120.1809 | 0 | 0 | 38.3686 | 122.7796 | 0
[83 empty] | 110.2432 | 0 | 0 | 35.2705 | 112.8528 | 0 | 0 | 36.0861 | 115.4624 | 0 | 0 | 36.9017 | 118.072 | 0 | 0 | 37.7173 | 120.6816 | 0 | 0 | 38.5329 | 123.2912 | 0
[83 empty] | 131.9085 | 0 | 0 | 42.2067 | 135.0309 | 0 | 0 | 43.1826 | 138.1534 | 0 | 0 | 44.1586 | 141.2758 | 0 | 0 | 45.1346 | 144.3983 | 0 | 0 | 46.1106 | 147.5208 | 0
[83 empty] | 88.0853 | 0 | 0 | 28.1808 | 90.1704 | 0 | 0 | 28.8324 | 92.2555 | 0 | 0 | 29.4841 | 94.3406 | 0 | 0 | 30.1358 | 96.4257 | 0 | 0 | 30.7874 | 98.5108 | 0
[83 empty] | 92.0366 | 0 | 0 | 29.4469 | 94.2152 | 0 | 0 | 30.1279 | 96.3938 | 0 | 0 | 30.8088 | 98.5725 | 0 | 0 | 31.4897 | 100.7511 | 0 | 0 | 32.1706 | 102.9298 | 0
[83 empty] | 99.4735 | 0 | 0 | 31.8231 | 101.8282 | 0 | 0 | 32.559 | 104.1828 | 0 | 0 | 33.2949 | 106.5375 | 0 | 0 | 34.0308 | 108.8922 | 0 | 0 | 34.7667 | 111.2469 | 0
[83 empty] | 102.7467 | 0 | 0 | 32.8684 | 105.1789 | 0 | 0 | 33.6284 | 107.611 | 0 | 0 | 34.3885 | 110.0432 | 0 | 0 | 35.1485 | 112.4753 | 0 | 0 | 35.9086 | 114.9075 | 0
[83 empty] | 106.1685 | 0 | 0 | 33.963 | 108.6816 | 0 | 0 | 34.7484 | 111.1948 | 0 | 0 | 35.5337 | 113.7079 | 0 | 0 | 36.3191 | 116.2211 | 0 | 0 | 37.1045 | 118.7343 | 0
[83 empty] | 108.89 | 0 | 0 | 34.8412 | 111.4676 | 0 | 0 | 35.6469 | 114.0451 | 0 | 0 | 36.4525 | 116.6227 | 0 | 0 | 37.2582 | 119.2003 | 0 | 0 | 38.0639 | 121.7779 | 0
[83 empty] | 110.4646 | 0 | 0 | 35.3373 | 113.0795 | 0 | 0 | 36.1545 | 115.6943 | 0 | 0 | 36.9716 | 118.3092 | 0 | 0 | 37.7888 | 120.924 | 0 | 0 | 38.6059 | 123.5389 | 0
[83 empty] | 110.8421 | 0 | 0 | 35.4654 | 113.4658 | 0 | 0 | 36.2855 | 116.0896 | 0 | 0 | 37.1056 | 118.7134 | 0 | 0 | 37.9257 | 121.3372 | 0 | 0 | 38.7458 | 123.961 | 0
[83 empty] | 133.7568 | 0 | 0 | 42.8059 | 136.923 | 0 | 0 | 43.7957 | 140.0893 | 0 | 0 | 44.7856 | 143.2555 | 0 | 0 | 45.7754 | 146.4217 | 0 | 0 | 46.7653 | 149.5879 | 0
[83 empty] | 92.0366 | 0 | 0 | 29.4469 | 94.2152 | 0 | 0 | 30.1279 | 96.3938 | 0 | 0 | 30.8088 | 98.5725 | 0 | 0 | 31.4897 | 100.7511 | 0 | 0 | 32.1706 | 102.9298 | 0
[83 empty] | 87.7217 | 0 | 0 | 28.065 | 89.7982 | 0 | 0 | 28.714 | 91.8747 | 0 | 0 | 29.363 | 93.9512 | 0 | 0 | 30.012 | 96.0277 | 0 | 0 | 30.6609 | 98.1042 | 0
[83 empty] | 96.6987 | 0 | 0 | 30.9349 | 98.9877 | 0 | 0 | 31.6502 | 101.2767 | 0 | 0 | 32.3656 | 103.5656 | 0 | 0 | 33.0809 | 105.8546 | 0 | 0 | 33.7962 | 108.1436 | 0
[83 empty] | 100.629 | 0 | 0 | 32.1909 | 103.011 | 0 | 0 | 32.9353 | 105.393 | 0 | 0 | 33.6797 | 107.7751 | 0 | 0 | 34.4241 | 110.1571 | 0 | 0 | 35.1685 | 112.5391 | 0
[83 empty] | 104.8035 | 0 | 0 | 33.5264 | 107.2844 | 0 | 0 | 34.3016 | 109.7652 | 0 | 0 | 35.0769 | 112.2461 | 0 | 0 | 35.8522 | 114.7269 | 0 | 0 | 36.6274 | 117.2078 | 0
[83 empty] | 108.3822 | 0 | 0 | 34.6762 | 110.9477 | 0 | 0 | 35.4781 | 113.5133 | 0 | 0 | 36.2799 | 116.0788 | 0 | 0 | 37.0818 | 118.6444 | 0 | 0 | 37.8836 | 121.21 | 0
[83 empty] | 109.7178 | 0 | 0 | 35.0984 | 112.315 | 0 | 0 | 35.9101 | 114.9122 | 0 | 0 | 36.7217 | 117.5094 | 0 | 0 | 37.5333 | 120.1065 | 0 | 0 | 38.3449 | 122.7037 | 0
[83 empty] | 110.2328 | 0 | 0 | 35.268 | 112.8421 | 0 | 0 | 36.0836 | 115.4515 | 0 | 0 | 36.8991 | 118.0609 | 0 | 0 | 37.7147 | 120.6702 | 0 | 0 | 38.5302 | 123.2796 | 0
[83 empty] | 131.8413 | 0 | 0 | 42.1873 | 134.9622 | 0 | 0 | 43.1628 | 138.0831 | 0 | 0 | 44.1384 | 141.204 | 0 | 0 | 45.1139 | 144.3248 | 0 | 0 | 46.0895 | 147.4457 | 0
[83 empty] | 87.7217 | 0 | 0 | 28.065 | 89.7982 | 0 | 0 | 28.714 | 91.8747 | 0 | 0 | 29.363 | 93.9512 | 0 | 0 | 30.012 | 96.0277 | 0 | 0 | 30.6609 | 98.1042 | 0
[83 empty] | 91.279 | 0 | 0 | 29.205 | 93.4397 | 0 | 0 | 29.8803 | 95.6004 | 0 | 0 | 30.5556 | 97.7611 | 0 | 0 | 31.231 | 99.9218 | 0 | 0 | 31.9063 | 102.0825 | 0
[83 empty] | 98.9796 | 0 | 0 | 31.6653 | 101.3226 | 0 | 0 | 32.3976 | 103.6656 | 0 | 0 | 33.1298 | 106.0086 | 0 | 0 | 33.862 | 108.3516 | 0 | 0 | 34.5942 | 110.6946 | 0
[83 empty] | 102.3617 | 0 | 0 | 32.7452 | 104.7847 | 0 | 0 | 33.5024 | 107.2077 | 0 | 0 | 34.2596 | 109.6308 | 0 | 0 | 35.0168 | 112.0538 | 0 | 0 | 35.774 | 114.4769 | 0
[83 empty] | 105.9203 | 0 | 0 | 33.8836 | 108.4276 | 0 | 0 | 34.6671 | 110.9349 | 0 | 0 | 35.4507 | 113.4421 | 0 | 0 | 36.2342 | 115.9494 | 0 | 0 | 37.0177 | 118.4567 | 0
[83 empty] | 108.8414 | 0 | 0 | 34.8263 | 111.4179 | 0 | 0 | 35.6316 | 113.9943 | 0 | 0 | 36.4369 | 116.5707 | 0 | 0 | 37.2423 | 119.1472 | 0 | 0 | 38.0476 | 121.7236 | 0
[83 empty] | 110.3288 | 0 | 0 | 35.2939 | 112.9405 | 0 | 0 | 36.11 | 115.5521 | 0 | 0 | 36.9262 | 118.1638 | 0 | 0 | 37.7423 | 120.7754 | 0 | 0 | 38.5585 | 123.3871 | 0
[83 empty] | 110.7736 | 0 | 0 | 35.4441 | 113.3958 | 0 | 0 | 36.2637 | 116.0179 | 0 | 0 | 37.0833 | 118.6401 | 0 | 0 | 37.9029 | 121.2623 | 0 | 0 | 38.7226 | 123.8845 | 0
[83 empty] | 133.5093 | 0 | 0 | 42.7281 | 136.6696 | 0 | 0 | 43.7162 | 139.83 | 0 | 0 | 44.7042 | 142.9904 | 0 | 0 | 45.6923 | 146.1507 | 0 | 0 | 46.6803 | 149.3111 | 0
[83 empty] | 91.279 | 0 | 0 | 29.205 | 93.4397 | 0 | 0 | 29.8803 | 95.6004 | 0 | 0 | 30.5556 | 97.7611 | 0 | 0 | 31.231 | 99.9218 | 0 | 0 | 31.9063 | 102.0825 | 0
[83 empty] | 91.2246 | 0 | 0 | 29.1896 | 93.384 | 0 | 0 | 29.8646 | 95.5434 | 0 | 0 | 30.5396 | 97.7029 | 0 | 0 | 31.2145 | 99.8623 | 0 | 0 | 31.8895 | 102.0217 | 0
[83 empty] | 98.9237 | 0 | 0 | 31.6482 | 101.2653 | 0 | 0 | 32.3801 | 103.607 | 0 | 0 | 33.1119 | 105.9486 | 0 | 0 | 33.8437 | 108.2903 | 0 | 0 | 34.5756 | 110.632 | 0
[83 empty] | 102.2932 | 0 | 0 | 32.7233 | 104.7146 | 0 | 0 | 33.48 | 107.136 | 0 | 0 | 34.2367 | 109.5575 | 0 | 0 | 34.9934 | 111.9789 | 0 | 0 | 35.7501 | 114.4003 | 0
[83 empty] | 105.8762 | 0 | 0 | 33.8695 | 108.3824 | 0 | 0 | 34.6527 | 110.8886 | 0 | 0 | 35.4359 | 113.3949 | 0 | 0 | 36.2191 | 115.9011 | 0 | 0 | 37.0023 | 118.4074 | 0
[83 empty] | 108.9633 | 0 | 0 | 34.8686 | 111.5426 | 0 | 0 | 35.6749 | 114.1219 | 0 | 0 | 36.4812 | 116.7012 | 0 | 0 | 37.2875 | 119.2806 | 0 | 0 | 38.0938 | 121.8599 | 0
[83 empty] | 110.3047 | 0 | 0 | 35.2862 | 112.9158 | 0 | 0 | 36.1021 | 115.5268 | 0 | 0 | 36.9181 | 118.1379 | 0 | 0 | 37.7341 | 120.749 | 0 | 0 | 38.55 | 123.3601 | 0
[83 empty] | 110.8876 | 0 | 0 | 35.4838 | 113.5125 | 0 | 0 | 36.3043 | 116.1374 | 0 | 0 | 37.1248 | 118.7622 | 0 | 0 | 37.9454 | 121.3871 | 0 | 0 | 38.7659 | 124.012 | 0
[83 empty] | 133.7655 | 0 | 0 | 42.8177 | 136.9319 | 0 | 0 | 43.8079 | 140.0984 | 0 | 0 | 44.798 | 143.2648 | 0 | 0 | 45.7881 | 146.4312 | 0 | 0 | 46.7782 | 149.5976 | 0
[83 empty] | 91.2246 | 0 | 0 | 29.1896 | 93.384 | 0 | 0 | 29.8646 | 95.5434 | 0 | 0 | 30.5396 | 97.7029 | 0 | 0 | 31.2145 | 99.8623 | 0 | 0 | 31.8895 | 102.0217 | 0
[83 empty] | 91.2487 | 0 | 0 | 29.1945 | 93.4087 | 0 | 0 | 29.8696 | 95.5687 | 0 | 0 | 30.5447 | 97.7286 | 0 | 0 | 31.2198 | 99.8886 | 0 | 0 | 31.8949 | 102.0486 | 0
[83 empty] | 98.9676 | 0 | 0 | 31.6612 | 101.3103 | 0 | 0 | 32.3933 | 103.653 | 0 | 0 | 33.1255 | 105.9957 | 0 | 0 | 33.8576 | 108.3385 | 0 | 0 | 34.5897 | 110.6812 | 0
[83 empty] | 102.3617 | 0 | 0 | 32.7452 | 104.7847 | 0 | 0 | 33.5024 | 107.2077 | 0 | 0 | 34.2596 | 109.6308 | 0 | 0 | 35.0168 | 112.0538 | 0 | 0 | 35.774 | 114.4769 | 0
[83 empty] | 105.9203 | 0 | 0 | 33.8836 | 108.4276 | 0 | 0 | 34.6671 | 110.9349 | 0 | 0 | 35.4507 | 113.4421 | 0 | 0 | 36.2342 | 115.9494 | 0 | 0 | 37.0177 | 118.4567 | 0
[83 empty] | 108.7922 | 0 | 0 | 34.8093 | 111.3675 | 0 | 0 | 35.6142 | 113.9427 | 0 | 0 | 36.4192 | 116.518 | 0 | 0 | 37.2241 | 119.0933 | 0 | 0 | 38.029 | 121.6685 | 0
[83 empty] | 110.3288 | 0 | 0 | 35.2939 | 112.9405 | 0 | 0 | 36.11 | 115.5521 | 0 | 0 | 36.9262 | 118.1638 | 0 | 0 | 37.7423 | 120.7754 | 0 | 0 | 38.5585 | 123.3871 | 0
[83 empty] | 110.726 | 0 | 0 | 35.4277 | 113.347 | 0 | 0 | 36.2469 | 115.9681 | 0 | 0 | 37.0662 | 118.5891 | 0 | 0 | 37.8854 | 121.2102 | 0 | 0 | 38.7046 | 123.8312 | 0
[83 empty] | 133.396 | 0 | 0 | 42.6891 | 136.5537 | 0 | 0 | 43.6762 | 139.7113 | 0 | 0 | 44.6634 | 142.869 | 0 | 0 | 45.6505 | 146.0267 | 0 | 0 | 46.6377 | 149.1844 | 0
[83 empty] | 91.2487 | 0 | 0 | 29.1945 | 93.4087 | 0 | 0 | 29.8696 | 95.5687 | 0 | 0 | 30.5447 | 97.7286 | 0 | 0 | 31.2198 | 99.8886 | 0 | 0 | 31.8949 | 102.0486 | 0
[83 empty] | 91.2413 | 0 | 0 | 29.1926 | 93.4011 | 0 | 0 | 29.8677 | 95.5609 | 0 | 0 | 30.5427 | 97.7207 | 0 | 0 | 31.2178 | 99.8805 | 0 | 0 | 31.8928 | 102.0403 | 0
[83 empty] | 98.9578 | 0 | 0 | 31.6582 | 101.3003 | 0 | 0 | 32.3903 | 103.6428 | 0 | 0 | 33.1224 | 105.9853 | 0 | 0 | 33.8544 | 108.3277 | 0 | 0 | 34.5865 | 110.6702 | 0
[83 empty] | 102.348 | 0 | 0 | 32.7409 | 104.7707 | 0 | 0 | 33.498 | 107.1935 | 0 | 0 | 34.2551 | 109.6162 | 0 | 0 | 35.0122 | 112.0389 | 0 | 0 | 35.7693 | 114.4616 | 0
[83 empty] | 105.9115 | 0 | 0 | 33.8808 | 108.4186 | 0 | 0 | 34.6643 | 110.9256 | 0 | 0 | 35.4477 | 113.4327 | 0 | 0 | 36.2312 | 115.9398 | 0 | 0 | 37.0147 | 118.4469 | 0
[83 empty] | 108.8221 | 0 | 0 | 34.8197 | 111.398 | 0 | 0 | 35.6248 | 113.974 | 0 | 0 | 36.43 | 116.55 | 0 | 0 | 37.2352 | 119.126 | 0 | 0 | 38.0404 | 121.7019 | 0
[83 empty] | 110.324 | 0 | 0 | 35.2924 | 112.9356 | 0 | 0 | 36.1085 | 115.5471 | 0 | 0 | 36.9246 | 118.1586 | 0 | 0 | 37.7407 | 120.7701 | 0 | 0 | 38.5568 | 123.3817 | 0
[83 empty] | 110.7541 | 0 | 0 | 35.4375 | 113.3758 | 0 | 0 | 36.2569 | 115.9975 | 0 | 0 | 37.0764 | 118.6192 | 0 | 0 | 37.8958 | 121.241 | 0 | 0 | 38.7153 | 123.8627 | 0
[83 empty] | 133.4599 | 0 | 0 | 42.7114 | 136.6191 | 0 | 0 | 43.699 | 139.7783 | 0 | 0 | 44.6867 | 142.9375 | 0 | 0 | 45.6744 | 146.0967 | 0 | 0 | 46.662 | 149.2559 | 0
[83 empty] | 91.2413 | 0 | 0 | 29.1926 | 93.4011 | 0 | 0 | 29.8677 | 95.5609 | 0 | 0 | 30.5427 | 97.7207 | 0 | 0 | 31.2178 | 99.8805 | 0 | 0 | 31.8928 | 102.0403 | 0
[83 empty] | 91.3311 | 0 | 0 | 29.224 | 93.493 | 0 | 0 | 29.8998 | 95.6549 | 0 | 0 | 30.5755 | 97.8169 | 0 | 0 | 31.2513 | 99.9788 | 0 | 0 | 31.9271 | 102.1408 | 0
[83 empty] | 98.9891 | 0 | 0 | 31.6693 | 101.3323 | 0 | 0 | 32.4016 | 103.6755 | 0 | 0 | 33.1339 | 106.0187 | 0 | 0 | 33.8663 | 108.362 | 0 | 0 | 34.5986 | 110.7052 | 0
[83 empty] | 102.3394 | 0 | 0 | 32.7381 | 104.762 | 0 | 0 | 33.4952 | 107.1845 | 0 | 0 | 34.2522 | 109.607 | 0 | 0 | 35.0092 | 112.0295 | 0 | 0 | 35.7663 | 114.452 | 0
[83 empty] | 105.906 | 0 | 0 | 33.879 | 108.4129 | 0 | 0 | 34.6625 | 110.9199 | 0 | 0 | 35.4459 | 113.4268 | 0 | 0 | 36.2293 | 115.9338 | 0 | 0 | 37.0127 | 118.4407 | 0
[83 empty] | 108.9942 | 0 | 0 | 34.879 | 111.5743 | 0 | 0 | 35.6856 | 114.1543 | 0 | 0 | 36.4921 | 116.7344 | 0 | 0 | 37.2987 | 119.3144 | 0 | 0 | 38.1052 | 121.8945 | 0
[83 empty] | 110.321 | 0 | 0 | 35.2914 | 112.9325 | 0 | 0 | 36.1075 | 115.5439 | 0 | 0 | 36.9236 | 118.1554 | 0 | 0 | 37.7396 | 120.7668 | 0 | 0 | 38.5557 | 123.3783 | 0
[83 empty] | 110.9201 | 0 | 0 | 35.4947 | 113.5458 | 0 | 0 | 36.3155 | 116.1714 | 0 | 0 | 37.1363 | 118.797 | 0 | 0 | 37.9571 | 121.4227 | 0 | 0 | 38.7778 | 124.0483 | 0
[83 empty] | 133.853 | 0 | 0 | 42.847 | 137.0215 | 0 | 0 | 43.8378 | 140.19 | 0 | 0 | 44.8286 | 143.3585 | 0 | 0 | 45.8194 | 146.527 | 0 | 0 | 46.8102 | 149.6955 | 0
[83 empty] | 91.3311 | 0 | 0 | 29.224 | 93.493 | 0 | 0 | 29.8998 | 95.6549 | 0 | 0 | 30.5755 | 97.8169 | 0 | 0 | 31.2513 | 99.9788 | 0 | 0 | 31.9271 | 102.1408 | 0
[83 empty] | 91.2246 | 0 | 0 | 29.1896 | 93.384 | 0 | 0 | 29.8646 | 95.5434 | 0 | 0 | 30.5396 | 97.7029 | 0 | 0 | 31.2145 | 99.8623 | 0 | 0 | 31.8895 | 102.0217 | 0
[83 empty] | 98.9237 | 0 | 0 | 31.6482 | 101.2653 | 0 | 0 | 32.3801 | 103.607 | 0 | 0 | 33.1119 | 105.9486 | 0 | 0 | 33.8437 | 108.2903 | 0 | 0 | 34.5756 | 110.632 | 0
[83 empty] | 102.2932 | 0 | 0 | 32.7233 | 104.7146 | 0 | 0 | 33.48 | 107.136 | 0 | 0 | 34.2367 | 109.5575 | 0 | 0 | 34.9934 | 111.9789 | 0 | 0 | 35.7501 | 114.4003 | 0
[83 empty] | 105.8762 | 0 | 0 | 33.8695 | 108.3824 | 0 | 0 | 34.6527 | 110.8886 | 0 | 0 | 35.4359 | 113.3949 | 0 | 0 | 36.2191 | 115.9011 | 0 | 0 | 37.0023 | 118.4074 | 0
[83 empty] | 108.9633 | 0 | 0 | 34.8686 | 111.5426 | 0 | 0 | 35.6749 | 114.1219 | 0 | 0 | 36.4812 | 116.7012 | 0 | 0 | 37.2875 | 119.2806 | 0 | 0 | 38.0938 | 121.8599 | 0
[83 empty] | 110.3047 | 0 | 0 | 35.2862 | 112.9158 | 0 | 0 | 36.1021 | 115.5268 | 0 | 0 | 36.9181 | 118.1379 | 0 | 0 | 37.7341 | 120.749 | 0 | 0 | 38.55 | 123.3601 | 0
[83 empty] | 110.8876 | 0 | 0 | 35.4838 | 113.5125 | 0 | 0 | 36.3043 | 116.1374 | 0 | 0 | 37.1248 | 118.7622 | 0 | 0 | 37.9454 | 121.3871 | 0 | 0 | 38.7659 | 124.012 | 0
[83 empty] | 133.7655 | 0 | 0 | 42.8177 | 136.9319 | 0 | 0 | 43.8079 | 140.0984 | 0 | 0 | 44.798 | 143.2648 | 0 | 0 | 45.7881 | 146.4312 | 0 | 0 | 46.7782 | 149.5976 | 0
[83 empty] | 91.2246 | 0 | 0 | 29.1896 | 93.384 | 0 | 0 | 29.8646 | 95.5434 | 0 | 0 | 30.5396 | 97.7029 | 0 | 0 | 31.2145 | 99.8623 | 0 | 0 | 31.8895 | 102.0217 | 0
[83 empty] | 91.2246 | 0 | 0 | 29.1896 | 93.384 | 0 | 0 | 29.8646 | 95.5434 | 0 | 0 | 30.5396 | 97.7029 | 0 | 0 | 31.2145 | 99.8623 | 0 | 0 | 31.8895 | 102.0217 | 0
[83 empty] | 98.9237 | 0 | 0 | 31.6482 | 101.2653 | 0 | 0 | 32.3801 | 103.607 | 0 | 0 | 33.1119 | 105.9486 | 0 | 0 | 33.8437 | 108.2903 | 0 | 0 | 34.5756 | 110.632 | 0
[83 empty] | 102.2932 | 0 | 0 | 32.7233 | 104.7146 | 0 | 0 | 33.48 | 107.136 | 0 | 0 | 34.2367 | 109.5575 | 0 | 0 | 34.9934 | 111.9789 | 0 | 0 | 35.7501 | 114.4003 | 0
[83 empty] | 105.8762 | 0 | 0 | 33.8695 | 108.3824 | 0 | 0 | 34.6527 | 110.8886 | 0 | 0 | 35.4359 | 113.3949 | 0 | 0 | 36.2191 | 115.9011 | 0 | 0 | 37.0023 | 118.4074 | 0
[83 empty] | 108.9633 | 0 | 0 | 34.8686 | 111.5426 | 0 | 0 | 35.6749 | 114.1219 | 0 | 0 | 36.4812 | 116.7012 | 0 | 0 | 37.2875 | 119.2806 | 0 | 0 | 38.0938 | 121.8599 | 0
[83 empty] | 110.3047 | 0 | 0 | 35.2862 | 112.9158 | 0 | 0 | 36.1021 | 115.5268 | 0 | 0 | 36.9181 | 118.1379 | 0 | 0 | 37.7341 | 120.749 | 0 | 0 | 38.55 | 123.3601 | 0
[83 empty] | 110.8876 | 0 | 0 | 35.4838 | 113.5125 | 0 | 0 | 36.3043 | 116.1374 | 0 | 0 | 37.1248 | 118.7622 | 0 | 0 | 37.9454 | 121.3871 | 0 | 0 | 38.7659 | 124.012 | 0
[83 empty] | 133.7655 | 0 | 0 | 42.8177 | 136.9319 | 0 | 0 | 43.8079 | 140.0984 | 0 | 0 | 44.798 | 143.2648 | 0 | 0 | 45.7881 | 146.4312 | 0 | 0 | 46.7782 | 149.5976 | 0
[83 empty] | 91.2246 | 0 | 0 | 29.1896 | 93.384 | 0 | 0 | 29.8646 | 95.5434 | 0 | 0 | 30.5396 | 97.7029 | 0 | 0 | 31.2145 | 99.8623 | 0 | 0 | 31.8895 | 102.0217 | 0
[83 empty] | 90.3228 | 0 | 0 | 28.9002 | 92.4609 | 0 | 0 | 29.5685 | 94.599 | 0 | 0 | 30.2367 | 96.737 | 0 | 0 | 30.905 | 98.8751 | 0 | 0 | 31.5733 | 101.0132 | 0
[83 empty] | 98.3502 | 0 | 0 | 31.4644 | 100.6783 | 0 | 0 | 32.192 | 103.0064 | 0 | 0 | 32.9196 | 105.3345 | 0 | 0 | 33.6471 | 107.6626 | 0 | 0 | 34.3747 | 109.9906 | 0
[83 empty] | 101.8634 | 0 | 0 | 32.5858 | 104.2747 | 0 | 0 | 33.3394 | 106.6859 | 0 | 0 | 34.0929 | 109.0972 | 0 | 0 | 34.8464 | 111.5085 | 0 | 0 | 35.5999 | 113.9197 | 0
[83 empty] | 105.5992 | 0 | 0 | 33.7809 | 108.0989 | 0 | 0 | 34.562 | 110.5985 | 0 | 0 | 35.3432 | 113.0982 | 0 | 0 | 36.1243 | 115.5979 | 0 | 0 | 36.9055 | 118.0976 | 0
[83 empty] | 108.8178 | 0 | 0 | 34.8205 | 111.3936 | 0 | 0 | 35.6257 | 113.9695 | 0 | 0 | 36.4308 | 116.5454 | 0 | 0 | 37.236 | 119.1213 | 0 | 0 | 38.0412 | 121.6971 | 0
[83 empty] | 110.1531 | 0 | 0 | 35.2377 | 112.7606 | 0 | 0 | 36.0525 | 115.3681 | 0 | 0 | 36.8674 | 117.9756 | 0 | 0 | 37.6822 | 120.5831 | 0 | 0 | 38.4971 | 123.1906 | 0
[83 empty] | 110.7229 | 0 | 0 | 35.4296 | 113.3439 | 0 | 0 | 36.2489 | 115.9648 | 0 | 0 | 37.0681 | 118.5858 | 0 | 0 | 37.8874 | 121.2068 | 0 | 0 | 38.7067 | 123.8277 | 0
[83 empty] | 133.2791 | 0 | 0 | 42.6585 | 136.434 | 0 | 0 | 43.645 | 139.5889 | 0 | 0 | 44.6314 | 142.7438 | 0 | 0 | 45.6178 | 145.8987 | 0 | 0 | 46.6043 | 149.0536 | 0
[83 empty] | 90.3228 | 0 | 0 | 28.9002 | 92.4609 | 0 | 0 | 29.5685 | 94.599 | 0 | 0 | 30.2367 | 96.737 | 0 | 0 | 30.905 | 98.8751 | 0 | 0 | 31.5733 | 101.0132 | 0
[83 empty] | 89.654 | 0 | 0 | 28.6832 | 91.7763 | 0 | 0 | 29.3465 | 93.8985 | 0 | 0 | 30.0097 | 96.0208 | 0 | 0 | 30.673 | 98.143 | 0 | 0 | 31.3363 | 100.2652 | 0
[83 empty] | 97.9485 | 0 | 0 | 31.3347 | 100.2671 | 0 | 0 | 32.0593 | 102.5856 | 0 | 0 | 32.7839 | 104.9042 | 0 | 0 | 33.5084 | 107.2228 | 0 | 0 | 34.233 | 109.5414 | 0
[83 empty] | 101.5916 | 0 | 0 | 32.4989 | 103.9964 | 0 | 0 | 33.2504 | 106.4012 | 0 | 0 | 34.0019 | 108.806 | 0 | 0 | 34.7534 | 111.2109 | 0 | 0 | 35.5049 | 113.6157 | 0
[83 empty] | 105.424 | 0 | 0 | 33.7248 | 107.9195 | 0 | 0 | 34.5047 | 110.415 | 0 | 0 | 35.2846 | 112.9106 | 0 | 0 | 36.0644 | 115.4061 | 0 | 0 | 36.8443 | 117.9016 | 0
[83 empty] | 108.566 | 0 | 0 | 34.735 | 111.1359 | 0 | 0 | 35.5382 | 113.7058 | 0 | 0 | 36.3414 | 116.2757 | 0 | 0 | 37.1446 | 118.8456 | 0 | 0 | 37.9479 | 121.4155 | 0
[83 empty] | 110.0573 | 0 | 0 | 35.207 | 112.6625 | 0 | 0 | 36.0212 | 115.2677 | 0 | 0 | 36.8353 | 117.8729 | 0 | 0 | 37.6494 | 120.4781 | 0 | 0 | 38.4635 | 123.0833 | 0
[83 empty] | 110.4643 | 0 | 0 | 35.3421 | 113.0791 | 0 | 0 | 36.1593 | 115.6939 | 0 | 0 | 36.9766 | 118.3088 | 0 | 0 | 37.7938 | 120.9236 | 0 | 0 | 38.6111 | 123.5385 | 0
[83 empty] | 132.6039 | 0 | 0 | 42.4312 | 135.7428 | 0 | 0 | 43.4124 | 138.8817 | 0 | 0 | 44.3936 | 142.0206 | 0 | 0 | 45.3748 | 145.1596 | 0 | 0 | 46.3559 | 148.2985 | 0
[83 empty] | 89.654 | 0 | 0 | 28.6832 | 91.7763 | 0 | 0 | 29.3465 | 93.8985 | 0 | 0 | 30.0097 | 96.0208 | 0 | 0 | 30.673 | 98.143 | 0 | 0 | 31.3363 | 100.2652 | 0
[83 empty] | 89.654 | 0 | 0 | 28.6832 | 91.7763 | 0 | 0 | 29.3465 | 93.8985 | 0 | 0 | 30.0097 | 96.0208 | 0 | 0 | 30.673 | 98.143 | 0 | 0 | 31.3363 | 100.2652 | 0
[83 empty] | 97.9485 | 0 | 0 | 31.3347 | 100.2671 | 0 | 0 | 32.0593 | 102.5856 | 0 | 0 | 32.7839 | 104.9042 | 0 | 0 | 33.5084 | 107.2228 | 0 | 0 | 34.233 | 109.5414 | 0
[83 empty] | 101.5916 | 0 | 0 | 32.4989 | 103.9964 | 0 | 0 | 33.2504 | 106.4012 | 0 | 0 | 34.0019 | 108.806 | 0 | 0 | 34.7534 | 111.2109 | 0 | 0 | 35.5049 | 113.6157 | 0
[83 empty] | 105.424 | 0 | 0 | 33.7248 | 107.9195 | 0 | 0 | 34.5047 | 110.415 | 0 | 0 | 35.2846 | 112.9106 | 0 | 0 | 36.0644 | 115.4061 | 0 | 0 | 36.8443 | 117.9016 | 0
[83 empty] | 108.566 | 0 | 0 | 34.735 | 111.1359 | 0 | 0 | 35.5382 | 113.7058 | 0 | 0 | 36.3414 | 116.2757 | 0 | 0 | 37.1446 | 118.8456 | 0 | 0 | 37.9479 | 121.4155 | 0
[83 empty] | 110.0573 | 0 | 0 | 35.207 | 112.6625 | 0 | 0 | 36.0212 | 115.2677 | 0 | 0 | 36.8353 | 117.8729 | 0 | 0 | 37.6494 | 120.4781 | 0 | 0 | 38.4635 | 123.0833 | 0
[83 empty] | 110.4643 | 0 | 0 | 35.3421 | 113.0791 | 0 | 0 | 36.1593 | 115.6939 | 0 | 0 | 36.9766 | 118.3088 | 0 | 0 | 37.7938 | 120.9236 | 0 | 0 | 38.6111 | 123.5385 | 0
[83 empty] | 132.6039 | 0 | 0 | 42.4312 | 135.7428 | 0 | 0 | 43.4124 | 138.8817 | 0 | 0 | 44.3936 | 142.0206 | 0 | 0 | 45.3748 | 145.1596 | 0 | 0 | 46.3559 | 148.2985 | 0
[83 empty] | 89.654 | 0 | 0 | 28.6832 | 91.7763 | 0 | 0 | 29.3465 | 93.8985 | 0 | 0 | 30.0097 | 96.0208 | 0 | 0 | 30.673 | 98.143 | 0 | 0 | 31.3363 | 100.2652 | 0
[83 empty] | 89.9012 | 0 | 0 | 28.7636 | 92.0293 | 0 | 0 | 29.4287 | 94.1574 | 0 | 0 | 30.0939 | 96.2855 | 0 | 0 | 30.759 | 98.4136 | 0 | 0 | 31.4241 | 100.5417 | 0
[83 empty] | 98.0948 | 0 | 0 | 31.382 | 100.4169 | 0 | 0 | 32.1077 | 102.7389 | 0 | 0 | 32.8334 | 105.061 | 0 | 0 | 33.5591 | 107.383 | 0 | 0 | 34.2847 | 109.7051 | 0
[83 empty] | 101.6878 | 0 | 0 | 32.5297 | 104.0949 | 0 | 0 | 33.2819 | 106.502 | 0 | 0 | 34.0341 | 108.9091 | 0 | 0 | 34.7863 | 111.3162 | 0 | 0 | 35.5385 | 113.7233 | 0
[83 empty] | 105.486 | 0 | 0 | 33.7447 | 107.983 | 0 | 0 | 34.525 | 110.48 | 0 | 0 | 35.3053 | 112.977 | 0 | 0 | 36.0856 | 115.474 | 0 | 0 | 36.8659 | 117.971 | 0
[83 empty] | 108.672 | 0 | 0 | 34.7711 | 111.2444 | 0 | 0 | 35.5751 | 113.8169 | 0 | 0 | 36.3792 | 116.3893 | 0 | 0 | 37.1832 | 118.9617 | 0 | 0 | 37.9873 | 121.5341 | 0
[83 empty] | 110.0912 | 0 | 0 | 35.2179 | 112.6972 | 0 | 0 | 36.0323 | 115.3033 | 0 | 0 | 36.8466 | 117.9093 | 0 | 0 | 37.661 | 120.5153 | 0 | 0 | 38.4754 | 123.1213 | 0
[83 empty] | 110.5722 | 0 | 0 | 35.3787 | 113.1896 | 0 | 0 | 36.1968 | 115.807 | 0 | 0 | 37.0149 | 118.4244 | 0 | 0 | 37.833 | 121.0418 | 0 | 0 | 38.6511 | 123.6592 | 0
[83 empty] | 132.8818 | 0 | 0 | 42.5251 | 136.0273 | 0 | 0 | 43.5084 | 139.1728 | 0 | 0 | 44.4918 | 142.3183 | 0 | 0 | 45.4751 | 145.4638 | 0 | 0 | 46.4585 | 148.6093 | 0
[83 empty] | 89.9012 | 0 | 0 | 28.7636 | 92.0293 | 0 | 0 | 29.4287 | 94.1574 | 0 | 0 | 30.0939 | 96.2855 | 0 | 0 | 30.759 | 98.4136 | 0 | 0 | 31.4241 | 100.5417 | 0
[83 empty] | 89.667 | 0 | 0 | 28.6876 | 91.7895 | 0 | 0 | 29.351 | 93.9121 | 0 | 0 | 30.0144 | 96.0346 | 0 | 0 | 30.6778 | 98.1572 | 0 | 0 | 31.3411 | 100.2797 | 0
[83 empty] | 97.9536 | 0 | 0 | 31.3364 | 100.2723 | 0 | 0 | 32.0611 | 102.591 | 0 | 0 | 32.7857 | 104.9097 | 0 | 0 | 33.5103 | 107.2284 | 0 | 0 | 34.235 | 109.5471 | 0
[83 empty] | 101.5916 | 0 | 0 | 32.4989 | 103.9964 | 0 | 0 | 33.2504 | 106.4012 | 0 | 0 | 34.0019 | 108.806 | 0 | 0 | 34.7534 | 111.2109 | 0 | 0 | 35.5049 | 113.6157 | 0
[83 empty] | 105.424 | 0 | 0 | 33.7248 | 107.9195 | 0 | 0 | 34.5047 | 110.415 | 0 | 0 | 35.2846 | 112.9106 | 0 | 0 | 36.0644 | 115.4061 | 0 | 0 | 36.8443 | 117.9016 | 0
[83 empty] | 108.587 | 0 | 0 | 34.7422 | 111.1574 | 0 | 0 | 35.5456 | 113.7278 | 0 | 0 | 36.349 | 116.2982 | 0 | 0 | 37.1524 | 118.8686 | 0 | 0 | 37.9558 | 121.4391 | 0
[83 empty] | 110.0573 | 0 | 0 | 35.207 | 112.6625 | 0 | 0 | 36.0212 | 115.2677 | 0 | 0 | 36.8353 | 117.8729 | 0 | 0 | 37.6494 | 120.4781 | 0 | 0 | 38.4635 | 123.0833 | 0
[83 empty] | 110.4846 | 0 | 0 | 35.3491 | 113.0999 | 0 | 0 | 36.1665 | 115.7152 | 0 | 0 | 36.9839 | 118.3306 | 0 | 0 | 37.8013 | 120.9459 | 0 | 0 | 38.6188 | 123.5612 | 0
[83 empty] | 132.6522 | 0 | 0 | 42.4479 | 135.7923 | 0 | 0 | 43.4294 | 138.9324 | 0 | 0 | 44.411 | 142.0724 | 0 | 0 | 45.3926 | 145.2125 | 0 | 0 | 46.3741 | 148.3526 | 0
[83 empty] | 89.667 | 0 | 0 | 28.6876 | 91.7895 | 0 | 0 | 29.351 | 93.9121 | 0 | 0 | 30.0144 | 96.0346 | 0 | 0 | 30.6778 | 98.1572 | 0 | 0 | 31.3411 | 100.2797 | 0
[83 empty] | 88.0853 | 0 | 0 | 28.1808 | 90.1704 | 0 | 0 | 28.8324 | 92.2555 | 0 | 0 | 29.4841 | 94.3406 | 0 | 0 | 30.1358 | 96.4257 | 0 | 0 | 30.7874 | 98.5108 | 0
[83 empty] | 96.9396 | 0 | 0 | 31.0117 | 99.2343 | 0 | 0 | 31.7288 | 101.529 | 0 | 0 | 32.4459 | 103.8237 | 0 | 0 | 33.1631 | 106.1184 | 0 | 0 | 33.8802 | 108.4131 | 0
[83 empty] | 100.8215 | 0 | 0 | 32.2525 | 103.2081 | 0 | 0 | 32.9983 | 105.5947 | 0 | 0 | 33.7441 | 107.9813 | 0 | 0 | 34.49 | 110.3679 | 0 | 0 | 35.2358 | 112.7544 | 0
[83 empty] | 104.9276 | 0 | 0 | 33.5661 | 107.4114 | 0 | 0 | 34.3422 | 109.8952 | 0 | 0 | 35.1184 | 112.379 | 0 | 0 | 35.8946 | 114.8628 | 0 | 0 | 36.6708 | 117.3466 | 0
[83 empty] | 108.3818 | 0 | 0 | 34.6752 | 110.9474 | 0 | 0 | 35.477 | 113.5129 | 0 | 0 | 36.2788 | 116.0785 | 0 | 0 | 37.0807 | 118.644 | 0 | 0 | 37.8825 | 121.2096 | 0
[83 empty] | 109.7857 | 0 | 0 | 35.1202 | 112.3845 | 0 | 0 | 35.9323 | 114.9833 | 0 | 0 | 36.7444 | 117.5821 | 0 | 0 | 37.5565 | 120.1809 | 0 | 0 | 38.3686 | 122.7796 | 0
[83 empty] | 110.2432 | 0 | 0 | 35.2705 | 112.8528 | 0 | 0 | 36.0861 | 115.4624 | 0 | 0 | 36.9017 | 118.072 | 0 | 0 | 37.7173 | 120.6816 | 0 | 0 | 38.5329 | 123.2912 | 0
[83 empty] | 131.9085 | 0 | 0 | 42.2067 | 135.0309 | 0 | 0 | 43.1826 | 138.1534 | 0 | 0 | 44.1586 | 141.2758 | 0 | 0 | 45.1346 | 144.3983 | 0 | 0 | 46.1106 | 147.5208 | 0
[83 empty] | 88.0853 | 0 | 0 | 28.1808 | 90.1704 | 0 | 0 | 28.8324 | 92.2555 | 0 | 0 | 29.4841 | 94.3406 | 0 | 0 | 30.1358 | 96.4257 | 0 | 0 | 30.7874 | 98.5108 | 0
[83 empty] | 92.0366 | 0 | 0 | 29.4469 | 94.2152 | 0 | 0 | 30.1279 | 96.3938 | 0 | 0 | 30.8088 | 98.5725 | 0 | 0 | 31.4897 | 100.7511 | 0 | 0 | 32.1706 | 102.9298 | 0
[83 empty] | 99.4735 | 0 | 0 | 31.8231 | 101.8282 | 0 | 0 | 32.559 | 104.1828 | 0 | 0 | 33.2949 | 106.5375 | 0 | 0 | 34.0308 | 108.8922 | 0 | 0 | 34.7667 | 111.2469 | 0
[83 empty] | 102.7467 | 0 | 0 | 32.8684 | 105.1789 | 0 | 0 | 33.6284 | 107.611 | 0 | 0 | 34.3885 | 110.0432 | 0 | 0 | 35.1485 | 112.4753 | 0 | 0 | 35.9086 | 114.9075 | 0
[83 empty] | 106.1685 | 0 | 0 | 33.963 | 108.6816 | 0 | 0 | 34.7484 | 111.1948 | 0 | 0 | 35.5337 | 113.7079 | 0 | 0 | 36.3191 | 116.2211 | 0 | 0 | 37.1045 | 118.7343 | 0
[83 empty] | 108.89 | 0 | 0 | 34.8412 | 111.4676 | 0 | 0 | 35.6469 | 114.0451 | 0 | 0 | 36.4525 | 116.6227 | 0 | 0 | 37.2582 | 119.2003 | 0 | 0 | 38.0639 | 121.7779 | 0
[83 empty] | 110.4646 | 0 | 0 | 35.3373 | 113.0795 | 0 | 0 | 36.1545 | 115.6943 | 0 | 0 | 36.9716 | 118.3092 | 0 | 0 | 37.7888 | 120.924 | 0 | 0 | 38.6059 | 123.5389 | 0
[83 empty] | 110.8421 | 0 | 0 | 35.4654 | 113.4658 | 0 | 0 | 36.2855 | 116.0896 | 0 | 0 | 37.1056 | 118.7134 | 0 | 0 | 37.9257 | 121.3372 | 0 | 0 | 38.7458 | 123.961 | 0
[83 empty] | 133.7568 | 0 | 0 | 42.8059 | 136.923 | 0 | 0 | 43.7957 | 140.0893 | 0 | 0 | 44.7856 | 143.2555 | 0 | 0 | 45.7754 | 146.4217 | 0 | 0 | 46.7653 | 149.5879 | 0
[83 empty] | 92.0366 | 0 | 0 | 29.4469 | 94.2152 | 0 | 0 | 30.1279 | 96.3938 | 0 | 0 | 30.8088 | 98.5725 | 0 | 0 | 31.4897 | 100.7511 | 0 | 0 | 32.1706 | 102.9298 | 0
[83 empty] | 87.7217 | 0 | 0 | 28.065 | 89.7982 | 0 | 0 | 28.714 | 91.8747 | 0 | 0 | 29.363 | 93.9512 | 0 | 0 | 30.012 | 96.0277 | 0 | 0 | 30.6609 | 98.1042 | 0
[83 empty] | 96.6987 | 0 | 0 | 30.9349 | 98.9877 | 0 | 0 | 31.6502 | 101.2767 | 0 | 0 | 32.3656 | 103.5656 | 0 | 0 | 33.0809 | 105.8546 | 0 | 0 | 33.7962 | 108.1436 | 0
[83 empty] | 100.629 | 0 | 0 | 32.1909 | 103.011 | 0 | 0 | 32.9353 | 105.393 | 0 | 0 | 33.6797 | 107.7751 | 0 | 0 | 34.4241 | 110.1571 | 0 | 0 | 35.1685 | 112.5391 | 0
[83 empty] | 104.8035 | 0 | 0 | 33.5264 | 107.2844 | 0 | 0 | 34.3016 | 109.7652 | 0 | 0 | 35.0769 | 112.2461 | 0 | 0 | 35.8522 | 114.7269 | 0 | 0 | 36.6274 | 117.2078 | 0
[83 empty] | 108.3822 | 0 | 0 | 34.6762 | 110.9477 | 0 | 0 | 35.4781 | 113.5133 | 0 | 0 | 36.2799 | 116.0788 | 0 | 0 | 37.0818 | 118.6444 | 0 | 0 | 37.8836 | 121.21 | 0
[83 empty] | 109.7178 | 0 | 0 | 35.0984 | 112.315 | 0 | 0 | 35.9101 | 114.9122 | 0 | 0 | 36.7217 | 117.5094 | 0 | 0 | 37.5333 | 120.1065 | 0 | 0 | 38.3449 | 122.7037 | 0
[83 empty] | 110.2328 | 0 | 0 | 35.268 | 112.8421 | 0 | 0 | 36.0836 | 115.4515 | 0 | 0 | 36.8991 | 118.0609 | 0 | 0 | 37.7147 | 120.6702 | 0 | 0 | 38.5302 | 123.2796 | 0
[83 empty] | 131.8413 | 0 | 0 | 42.1873 | 134.9622 | 0 | 0 | 43.1628 | 138.0831 | 0 | 0 | 44.1384 | 141.204 | 0 | 0 | 45.1139 | 144.3248 | 0 | 0 | 46.0895 | 147.4457 | 0
[83 empty] | 87.7217 | 0 | 0 | 28.065 | 89.7982 | 0 | 0 | 28.714 | 91.8747 | 0 | 0 | 29.363 | 93.9512 | 0 | 0 | 30.012 | 96.0277 | 0 | 0 | 30.6609 | 98.1042 | 0
[83 empty] | 91.279 | 0 | 0 | 29.205 | 93.4397 | 0 | 0 | 29.8803 | 95.6004 | 0 | 0 | 30.5556 | 97.7611 | 0 | 0 | 31.231 | 99.9218 | 0 | 0 | 31.9063 | 102.0825 | 0
[83 empty] | 98.9796 | 0 | 0 | 31.6653 | 101.3226 | 0 | 0 | 32.3976 | 103.6656 | 0 | 0 | 33.1298 | 106.0086 | 0 | 0 | 33.862 | 108.3516 | 0 | 0 | 34.5942 | 110.6946 | 0
[83 empty] | 102.3617 | 0 | 0 | 32.7452 | 104.7847 | 0 | 0 | 33.5024 | 107.2077 | 0 | 0 | 34.2596 | 109.6308 | 0 | 0 | 35.0168 | 112.0538 | 0 | 0 | 35.774 | 114.4769 | 0
[83 empty] | 105.9203 | 0 | 0 | 33.8836 | 108.4276 | 0 | 0 | 34.6671 | 110.9349 | 0 | 0 | 35.4507 | 113.4421 | 0 | 0 | 36.2342 | 115.9494 | 0 | 0 | 37.0177 | 118.4567 | 0
[83 empty] | 108.8414 | 0 | 0 | 34.8263 | 111.4179 | 0 | 0 | 35.6316 | 113.9943 | 0 | 0 | 36.4369 | 116.5707 | 0 | 0 | 37.2423 | 119.1472 | 0 | 0 | 38.0476 | 121.7236 | 0
[83 empty] | 110.3288 | 0 | 0 | 35.2939 | 112.9405 | 0 | 0 | 36.11 | 115.5521 | 0 | 0 | 36.9262 | 118.1638 | 0 | 0 | 37.7423 | 120.7754 | 0 | 0 | 38.5585 | 123.3871 | 0
[83 empty] | 110.7736 | 0 | 0 | 35.4441 | 113.3958 | 0 | 0 | 36.2637 | 116.0179 | 0 | 0 | 37.0833 | 118.6401 | 0 | 0 | 37.9029 | 121.2623 | 0 | 0 | 38.7226 | 123.8845 | 0
[83 empty] | 133.5093 | 0 | 0 | 42.7281 | 136.6696 | 0 | 0 | 43.7162 | 139.83 | 0 | 0 | 44.7042 | 142.9904 | 0 | 0 | 45.6923 | 146.1507 | 0 | 0 | 46.6803 | 149.3111 | 0
[83 empty] | 91.279 | 0 | 0 | 29.205 | 93.4397 | 0 | 0 | 29.8803 | 95.6004 | 0 | 0 | 30.5556 | 97.7611 | 0 | 0 | 31.231 | 99.9218 | 0 | 0 | 31.9063 | 102.0825 | 0
[83 empty] | 91.2246 | 0 | 0 | 29.1896 | 93.384 | 0 | 0 | 29.8646 | 95.5434 | 0 | 0 | 30.5396 | 97.7029 | 0 | 0 | 31.2145 | 99.8623 | 0 | 0 | 31.8895 | 102.0217 | 0
[83 empty] | 98.9237 | 0 | 0 | 31.6482 | 101.2653 | 0 | 0 | 32.3801 | 103.607 | 0 | 0 | 33.1119 | 105.9486 | 0 | 0 | 33.8437 | 108.2903 | 0 | 0 | 34.5756 | 110.632 | 0
[83 empty] | 102.2932 | 0 | 0 | 32.7233 | 104.7146 | 0 | 0 | 33.48 | 107.136 | 0 | 0 | 34.2367 | 109.5575 | 0 | 0 | 34.9934 | 111.9789 | 0 | 0 | 35.7501 | 114.4003 | 0
[83 empty] | 105.8762 | 0 | 0 | 33.8695 | 108.3824 | 0 | 0 | 34.6527 | 110.8886 | 0 | 0 | 35.4359 | 113.3949 | 0 | 0 | 36.2191 | 115.9011 | 0 | 0 | 37.0023 | 118.4074 | 0
[83 empty] | 108.9633 | 0 | 0 | 34.8686 | 111.5426 | 0 | 0 | 35.6749 | 114.1219 | 0 | 0 | 36.4812 | 116.7012 | 0 | 0 | 37.2875 | 119.2806 | 0 | 0 | 38.0938 | 121.8599 | 0
[83 empty] | 110.3047 | 0 | 0 | 35.2862 | 112.9158 | 0 | 0 | 36.1021 | 115.5268 | 0 | 0 | 36.9181 | 118.1379 | 0 | 0 | 37.7341 | 120.749 | 0 | 0 | 38.55 | 123.3601 | 0
[83 empty] | 110.8876 | 0 | 0 | 35.4838 | 113.5125 | 0 | 0 | 36.3043 | 116.1374 | 0 | 0 | 37.1248 | 118.7622 | 0 | 0 | 37.9454 | 121.3871 | 0 | 0 | 38.7659 | 124.012 | 0
[83 empty] | 133.7655 | 0 | 0 | 42.8177 | 136.9319 | 0 | 0 | 43.8079 | 140.0984 | 0 | 0 | 44.798 | 143.2648 | 0 | 0 | 45.7881 | 146.4312 | 0 | 0 | 46.7782 | 149.5976 | 0
[83 empty] | 91.2246 | 0 | 0 | 29.1896 | 93.384 | 0 | 0 | 29.8646 | 95.5434 | 0 | 0 | 30.5396 | 97.7029 | 0 | 0 | 31.2145 | 99.8623 | 0 | 0 | 31.8895 | 102.0217 | 0
[83 empty] | 91.2487 | 0 | 0 | 29.1945 | 93.4087 | 0 | 0 | 29.8696 | 95.5687 | 0 | 0 | 30.5447 | 97.7286 | 0 | 0 | 31.2198 | 99.8886 | 0 | 0 | 31.8949 | 102.0486 | 0
[83 empty] | 98.9676 | 0 | 0 | 31.6612 | 101.3103 | 0 | 0 | 32.3933 | 103.653 | 0 | 0 | 33.1255 | 105.9957 | 0 | 0 | 33.8576 | 108.3385 | 0 | 0 | 34.5897 | 110.6812 | 0
[83 empty] | 102.3617 | 0 | 0 | 32.7452 | 104.7847 | 0 | 0 | 33.5024 | 107.2077 | 0 | 0 | 34.2596 | 109.6308 | 0 | 0 | 35.0168 | 112.0538 | 0 | 0 | 35.774 | 114.4769 | 0
[83 empty] | 105.9203 | 0 | 0 | 33.8836 | 108.4276 | 0 | 0 | 34.6671 | 110.9349 | 0 | 0 | 35.4507 | 113.4421 | 0 | 0 | 36.2342 | 115.9494 | 0 | 0 | 37.0177 | 118.4567 | 0
[83 empty] | 108.7922 | 0 | 0 | 34.8093 | 111.3675 | 0 | 0 | 35.6142 | 113.9427 | 0 | 0 | 36.4192 | 116.518 | 0 | 0 | 37.2241 | 119.0933 | 0 | 0 | 38.029 | 121.6685 | 0
[83 empty] | 110.3288 | 0 | 0 | 35.2939 | 112.9405 | 0 | 0 | 36.11 | 115.5521 | 0 | 0 | 36.9262 | 118.1638 | 0 | 0 | 37.7423 | 120.7754 | 0 | 0 | 38.5585 | 123.3871 | 0
[83 empty] | 110.726 | 0 | 0 | 35.4277 | 113.347 | 0 | 0 | 36.2469 | 115.9681 | 0 | 0 | 37.0662 | 118.5891 | 0 | 0 | 37.8854 | 121.2102 | 0 | 0 | 38.7046 | 123.8312 | 0
[83 empty] | 133.396 | 0 | 0 | 42.6891 | 136.5537 | 0 | 0 | 43.6762 | 139.7113 | 0 | 0 | 44.6634 | 142.869 | 0 | 0 | 45.6505 | 146.0267 | 0 | 0 | 46.6377 | 149.1844 | 0
[83 empty] | 91.2487 | 0 | 0 | 29.1945 | 93.4087 | 0 | 0 | 29.8696 | 95.5687 | 0 | 0 | 30.5447 | 97.7286 | 0 | 0 | 31.2198 | 99.8886 | 0 | 0 | 31.8949 | 102.0486 | 0
[83 empty] | 91.2413 | 0 | 0 | 29.1926 | 93.4011 | 0 | 0 | 29.8677 | 95.5609 | 0 | 0 | 30.5427 | 97.7207 | 0 | 0 | 31.2178 | 99.8805 | 0 | 0 | 31.8928 | 102.0403 | 0
[83 empty] | 98.9578 | 0 | 0 | 31.6582 | 101.3003 | 0 | 0 | 32.3903 | 103.6428 | 0 | 0 | 33.1224 | 105.9853 | 0 | 0 | 33.8544 | 108.3277 | 0 | 0 | 34.5865 | 110.6702 | 0
[83 empty] | 102.348 | 0 | 0 | 32.7409 | 104.7707 | 0 | 0 | 33.498 | 107.1935 | 0 | 0 | 34.2551 | 109.6162 | 0 | 0 | 35.0122 | 112.0389 | 0 | 0 | 35.7693 | 114.4616 | 0
[83 empty] | 105.9115 | 0 | 0 | 33.8808 | 108.4186 | 0 | 0 | 34.6643 | 110.9256 | 0 | 0 | 35.4477 | 113.4327 | 0 | 0 | 36.2312 | 115.9398 | 0 | 0 | 37.0147 | 118.4469 | 0
[83 empty] | 108.8221 | 0 | 0 | 34.8197 | 111.398 | 0 | 0 | 35.6248 | 113.974 | 0 | 0 | 36.43 | 116.55 | 0 | 0 | 37.2352 | 119.126 | 0 | 0 | 38.0404 | 121.7019 | 0
[83 empty] | 110.324 | 0 | 0 | 35.2924 | 112.9356 | 0 | 0 | 36.1085 | 115.5471 | 0 | 0 | 36.9246 | 118.1586 | 0 | 0 | 37.7407 | 120.7701 | 0 | 0 | 38.5568 | 123.3817 | 0
[83 empty] | 110.7541 | 0 | 0 | 35.4375 | 113.3758 | 0 | 0 | 36.2569 | 115.9975 | 0 | 0 | 37.0764 | 118.6192 | 0 | 0 | 37.8958 | 121.241 | 0 | 0 | 38.7153 | 123.8627 | 0
[83 empty] | 133.4599 | 0 | 0 | 42.7114 | 136.6191 | 0 | 0 | 43.699 | 139.7783 | 0 | 0 | 44.6867 | 142.9375 | 0 | 0 | 45.6744 | 146.0967 | 0 | 0 | 46.662 | 149.2559 | 0
[83 empty] | 91.2413 | 0 | 0 | 29.1926 | 93.4011 | 0 | 0 | 29.8677 | 95.5609 | 0 | 0 | 30.5427 | 97.7207 | 0 | 0 | 31.2178 | 99.8805 | 0 | 0 | 31.8928 | 102.0403 | 0
[83 empty] | 91.3311 | 0 | 0 | 29.224 | 93.493 | 0 | 0 | 29.8998 | 95.6549 | 0 | 0 | 30.5755 | 97.8169 | 0 | 0 | 31.2513 | 99.9788 | 0 | 0 | 31.9271 | 102.1408 | 0
[83 empty] | 98.9891 | 0 | 0 | 31.6693 | 101.3323 | 0 | 0 | 32.4016 | 103.6755 | 0 | 0 | 33.1339 | 106.0187 | 0 | 0 | 33.8663 | 108.362 | 0 | 0 | 34.5986 | 110.7052 | 0
[83 empty] | 102.3394 | 0 | 0 | 32.7381 | 104.762 | 0 | 0 | 33.4952 | 107.1845 | 0 | 0 | 34.2522 | 109.607 | 0 | 0 | 35.0092 | 112.0295 | 0 | 0 | 35.7663 | 114.452 | 0
[83 empty] | 105.906 | 0 | 0 | 33.879 | 108.4129 | 0 | 0 | 34.6625 | 110.9199 | 0 | 0 | 35.4459 | 113.4268 | 0 | 0 | 36.2293 | 115.9338 | 0 | 0 | 37.0127 | 118.4407 | 0
[83 empty] | 108.9942 | 0 | 0 | 34.879 | 111.5743 | 0 | 0 | 35.6856 | 114.1543 | 0 | 0 | 36.4921 | 116.7344 | 0 | 0 | 37.2987 | 119.3144 | 0 | 0 | 38.1052 | 121.8945 | 0
[83 empty] | 110.321 | 0 | 0 | 35.2914 | 112.9325 | 0 | 0 | 36.1075 | 115.5439 | 0 | 0 | 36.9236 | 118.1554 | 0 | 0 | 37.7396 | 120.7668 | 0 | 0 | 38.5557 | 123.3783 | 0
[83 empty] | 110.9201 | 0 | 0 | 35.4947 | 113.5458 | 0 | 0 | 36.3155 | 116.1714 | 0 | 0 | 37.1363 | 118.797 | 0 | 0 | 37.9571 | 121.4227 | 0 | 0 | 38.7778 | 124.0483 | 0
[83 empty] | 133.853 | 0 | 0 | 42.847 | 137.0215 | 0 | 0 | 43.8378 | 140.19 | 0 | 0 | 44.8286 | 143.3585 | 0 | 0 | 45.8194 | 146.527 | 0 | 0 | 46.8102 | 149.6955 | 0
[83 empty] | 91.3311 | 0 | 0 | 29.224 | 93.493 | 0 | 0 | 29.8998 | 95.6549 | 0 | 0 | 30.5755 | 97.8169 | 0 | 0 | 31.2513 | 99.9788 | 0 | 0 | 31.9271 | 102.1408 | 0
[83 empty] | 91.2246 | 0 | 0 | 29.1896 | 93.384 | 0 | 0 | 29.8646 | 95.5434 | 0 | 0 | 30.5396 | 97.7029 | 0 | 0 | 31.2145 | 99.8623 | 0 | 0 | 31.8895 | 102.0217 | 0
[83 empty] | 98.9237 | 0 | 0 | 31.6482 | 101.2653 | 0 | 0 | 32.3801 | 103.607 | 0 | 0 | 33.1119 | 105.9486 | 0 | 0 | 33.8437 | 108.2903 | 0 | 0 | 34.5756 | 110.632 | 0
[83 empty] | 102.2932 | 0 | 0 | 32.7233 | 104.7146 | 0 | 0 | 33.48 | 107.136 | 0 | 0 | 34.2367 | 109.5575 | 0 | 0 | 34.9934 | 111.9789 | 0 | 0 | 35.7501 | 114.4003 | 0
[83 empty] | 105.8762 | 0 | 0 | 33.8695 | 108.3824 | 0 | 0 | 34.6527 | 110.8886 | 0 | 0 | 35.4359 | 113.3949 | 0 | 0 | 36.2191 | 115.9011 | 0 | 0 | 37.0023 | 118.4074 | 0
[83 empty] | 108.9633 | 0 | 0 | 34.8686 | 111.5426 | 0 | 0 | 35.6749 | 114.1219 | 0 | 0 | 36.4812 | 116.7012 | 0 | 0 | 37.2875 | 119.2806 | 0 | 0 | 38.0938 | 121.8599 | 0
[83 empty] | 110.3047 | 0 | 0 | 35.2862 | 112.9158 | 0 | 0 | 36.1021 | 115.5268 | 0 | 0 | 36.9181 | 118.1379 | 0 | 0 | 37.7341 | 120.749 | 0 | 0 | 38.55 | 123.3601 | 0
[83 empty] | 110.8876 | 0 | 0 | 35.4838 | 113.5125 | 0 | 0 | 36.3043 | 116.1374 | 0 | 0 | 37.1248 | 118.7622 | 0 | 0 | 37.9454 | 121.3871 | 0 | 0 | 38.7659 | 124.012 | 0
[83 empty] | 133.7655 | 0 | 0 | 42.8177 | 136.9319 | 0 | 0 | 43.8079 | 140.0984 | 0 | 0 | 44.798 | 143.2648 | 0 | 0 | 45.7881 | 146.4312 | 0 | 0 | 46.7782 | 149.5976 | 0
[83 empty] | 91.2246 | 0 | 0 | 29.1896 | 93.384 | 0 | 0 | 29.8646 | 95.5434 | 0 | 0 | 30.5396 | 97.7029 | 0 | 0 | 31.2145 | 99.8623 | 0 | 0 | 31.8895 | 102.0217 | 0
[83 empty] | 91.2246 | 0 | 0 | 29.1896 | 93.384 | 0 | 0 | 29.8646 | 95.5434 | 0 | 0 | 30.5396 | 97.7029 | 0 | 0 | 31.2145 | 99.8623 | 0 | 0 | 31.8895 | 102.0217 | 0
[83 empty] | 98.9237 | 0 | 0 | 31.6482 | 101.2653 | 0 | 0 | 32.3801 | 103.607 | 0 | 0 | 33.1119 | 105.9486 | 0 | 0 | 33.8437 | 108.2903 | 0 | 0 | 34.5756 | 110.632 | 0
[83 empty] | 102.2932 | 0 | 0 | 32.7233 | 104.7146 | 0 | 0 | 33.48 | 107.136 | 0 | 0 | 34.2367 | 109.5575 | 0 | 0 | 34.9934 | 111.9789 | 0 | 0 | 35.7501 | 114.4003 | 0
[83 empty] | 105.8762 | 0 | 0 | 33.8695 | 108.3824 | 0 | 0 | 34.6527 | 110.8886 | 0 | 0 | 35.4359 | 113.3949 | 0 | 0 | 36.2191 | 115.9011 | 0 | 0 | 37.0023 | 118.4074 | 0
[83 empty] | 108.9633 | 0 | 0 | 34.8686 | 111.5426 | 0 | 0 | 35.6749 | 114.1219 | 0 | 0 | 36.4812 | 116.7012 | 0 | 0 | 37.2875 | 119.2806 | 0 | 0 | 38.0938 | 121.8599 | 0
[83 empty] | 110.3047 | 0 | 0 | 35.2862 | 112.9158 | 0 | 0 | 36.1021 | 115.5268 | 0 | 0 | 36.9181 | 118.1379 | 0 | 0 | 37.7341 | 120.749 | 0 | 0 | 38.55 | 123.3601 | 0
[83 empty] | 110.8876 | 0 | 0 | 35.4838 | 113.5125 | 0 | 0 | 36.3043 | 116.1374 | 0 | 0 | 37.1248 | 118.7622 | 0 | 0 | 37.9454 | 121.3871 | 0 | 0 | 38.7659 | 124.012 | 0
[83 empty] | 133.7655 | 0 | 0 | 42.8177 | 136.9319 | 0 | 0 | 43.8079 | 140.0984 | 0 | 0 | 44.798 | 143.2648 | 0 | 0 | 45.7881 | 146.4312 | 0 | 0 | 46.7782 | 149.5976 | 0
[83 empty] | 91.2246 | 0 | 0 | 29.1896 | 93.384 | 0 | 0 | 29.8646 | 95.5434 | 0 | 0 | 30.5396 | 97.7029 | 0 | 0 | 31.2145 | 99.8623 | 0 | 0 | 31.8895 | 102.0217 | 0
[83 empty] | 90.3228 | 0 | 0 | 28.9002 | 92.4609 | 0 | 0 | 29.5685 | 94.599 | 0 | 0 | 30.2367 | 96.737 | 0 | 0 | 30.905 | 98.8751 | 0 | 0 | 31.5733 | 101.0132 | 0
[83 empty] | 98.3502 | 0 | 0 | 31.4644 | 100.6783 | 0 | 0 | 32.192 | 103.0064 | 0 | 0 | 32.9196 | 105.3345 | 0 | 0 | 33.6471 | 107.6626 | 0 | 0 | 34.3747 | 109.9906 | 0
[83 empty] | 101.8634 | 0 | 0 | 32.5858 | 104.2747 | 0 | 0 | 33.3394 | 106.6859 | 0 | 0 | 34.0929 | 109.0972 | 0 | 0 | 34.8464 | 111.5085 | 0 | 0 | 35.5999 | 113.9197 | 0
[83 empty] | 105.5992 | 0 | 0 | 33.7809 | 108.0989 | 0 | 0 | 34.562 | 110.5985 | 0 | 0 | 35.3432 | 113.0982 | 0 | 0 | 36.1243 | 115.5979 | 0 | 0 | 36.9055 | 118.0976 | 0
[83 empty] | 108.8178 | 0 | 0 | 34.8205 | 111.3936 | 0 | 0 | 35.6257 | 113.9695 | 0 | 0 | 36.4308 | 116.5454 | 0 | 0 | 37.236 | 119.1213 | 0 | 0 | 38.0412 | 121.6971 | 0
[83 empty] | 110.1531 | 0 | 0 | 35.2377 | 112.7606 | 0 | 0 | 36.0525 | 115.3681 | 0 | 0 | 36.8674 | 117.9756 | 0 | 0 | 37.6822 | 120.5831 | 0 | 0 | 38.4971 | 123.1906 | 0
[83 empty] | 110.7229 | 0 | 0 | 35.4296 | 113.3439 | 0 | 0 | 36.2489 | 115.9648 | 0 | 0 | 37.0681 | 118.5858 | 0 | 0 | 37.8874 | 121.2068 | 0 | 0 | 38.7067 | 123.8277 | 0
[83 empty] | 133.2791 | 0 | 0 | 42.6585 | 136.434 | 0 | 0 | 43.645 | 139.5889 | 0 | 0 | 44.6314 | 142.7438 | 0 | 0 | 45.6178 | 145.8987 | 0 | 0 | 46.6043 | 149.0536 | 0
[83 empty] | 90.3228 | 0 | 0 | 28.9002 | 92.4609 | 0 | 0 | 29.5685 | 94.599 | 0 | 0 | 30.2367 | 96.737 | 0 | 0 | 30.905 | 98.8751 | 0 | 0 | 31.5733 | 101.0132 | 0
[83 empty] | 89.654 | 0 | 0 | 28.6832 | 91.7763 | 0 | 0 | 29.3465 | 93.8985 | 0 | 0 | 30.0097 | 96.0208 | 0 | 0 | 30.673 | 98.143 | 0 | 0 | 31.3363 | 100.2652 | 0
[83 empty] | 97.9485 | 0 | 0 | 31.3347 | 100.2671 | 0 | 0 | 32.0593 | 102.5856 | 0 | 0 | 32.7839 | 104.9042 | 0 | 0 | 33.5084 | 107.2228 | 0 | 0 | 34.233 | 109.5414 | 0
[83 empty] | 101.5916 | 0 | 0 | 32.4989 | 103.9964 | 0 | 0 | 33.2504 | 106.4012 | 0 | 0 | 34.0019 | 108.806 | 0 | 0 | 34.7534 | 111.2109 | 0 | 0 | 35.5049 | 113.6157 | 0
[83 empty] | 105.424 | 0 | 0 | 33.7248 | 107.9195 | 0 | 0 | 34.5047 | 110.415 | 0 | 0 | 35.2846 | 112.9106 | 0 | 0 | 36.0644 | 115.4061 | 0 | 0 | 36.8443 | 117.9016 | 0
[83 empty] | 108.566 | 0 | 0 | 34.735 | 111.1359 | 0 | 0 | 35.5382 | 113.7058 | 0 | 0 | 36.3414 | 116.2757 | 0 | 0 | 37.1446 | 118.8456 | 0 | 0 | 37.9479 | 121.4155 | 0
[83 empty] | 110.0573 | 0 | 0 | 35.207 | 112.6625 | 0 | 0 | 36.0212 | 115.2677 | 0 | 0 | 36.8353 | 117.8729 | 0 | 0 | 37.6494 | 120.4781 | 0 | 0 | 38.4635 | 123.0833 | 0
[83 empty] | 110.4643 | 0 | 0 | 35.3421 | 113.0791 | 0 | 0 | 36.1593 | 115.6939 | 0 | 0 | 36.9766 | 118.3088 | 0 | 0 | 37.7938 | 120.9236 | 0 | 0 | 38.6111 | 123.5385 | 0
[83 empty] | 132.6039 | 0 | 0 | 42.4312 | 135.7428 | 0 | 0 | 43.4124 | 138.8817 | 0 | 0 | 44.3936 | 142.0206 | 0 | 0 | 45.3748 | 145.1596 | 0 | 0 | 46.3559 | 148.2985 | 0
[83 empty] | 89.654 | 0 | 0 | 28.6832 | 91.7763 | 0 | 0 | 29.3465 | 93.8985 | 0 | 0 | 30.0097 | 96.0208 | 0 | 0 | 30.673 | 98.143 | 0 | 0 | 31.3363 | 100.2652 | 0
[83 empty] | 89.654 | 0 | 0 | 28.6832 | 91.7763 | 0 | 0 | 29.3465 | 93.8985 | 0 | 0 | 30.0097 | 96.0208 | 0 | 0 | 30.673 | 98.143 | 0 | 0 | 31.3363 | 100.2652 | 0
[83 empty] | 97.9485 | 0 | 0 | 31.3347 | 100.2671 | 0 | 0 | 32.0593 | 102.5856 | 0 | 0 | 32.7839 | 104.9042 | 0 | 0 | 33.5084 | 107.2228 | 0 | 0 | 34.233 | 109.5414 | 0
[83 empty] | 101.5916 | 0 | 0 | 32.4989 | 103.9964 | 0 | 0 | 33.2504 | 106.4012 | 0 | 0 | 34.0019 | 108.806 | 0 | 0 | 34.7534 | 111.2109 | 0 | 0 | 35.5049 | 113.6157 | 0
[83 empty] | 105.424 | 0 | 0 | 33.7248 | 107.9195 | 0 | 0 | 34.5047 | 110.415 | 0 | 0 | 35.2846 | 112.9106 | 0 | 0 | 36.0644 | 115.4061 | 0 | 0 | 36.8443 | 117.9016 | 0
[83 empty] | 108.566 | 0 | 0 | 34.735 | 111.1359 | 0 | 0 | 35.5382 | 113.7058 | 0 | 0 | 36.3414 | 116.2757 | 0 | 0 | 37.1446 | 118.8456 | 0 | 0 | 37.9479 | 121.4155 | 0
[83 empty] | 110.0573 | 0 | 0 | 35.207 | 112.6625 | 0 | 0 | 36.0212 | 115.2677 | 0 | 0 | 36.8353 | 117.8729 | 0 | 0 | 37.6494 | 120.4781 | 0 | 0 | 38.4635 | 123.0833 | 0
[83 empty] | 110.4643 | 0 | 0 | 35.3421 | 113.0791 | 0 | 0 | 36.1593 | 115.6939 | 0 | 0 | 36.9766 | 118.3088 | 0 | 0 | 37.7938 | 120.9236 | 0 | 0 | 38.6111 | 123.5385 | 0
[83 empty] | 132.6039 | 0 | 0 | 42.4312 | 135.7428 | 0 | 0 | 43.4124 | 138.8817 | 0 | 0 | 44.3936 | 142.0206 | 0 | 0 | 45.3748 | 145.1596 | 0 | 0 | 46.3559 | 148.2985 | 0
[83 empty] | 89.654 | 0 | 0 | 28.6832 | 91.7763 | 0 | 0 | 29.3465 | 93.8985 | 0 | 0 | 30.0097 | 96.0208 | 0 | 0 | 30.673 | 98.143 | 0 | 0 | 31.3363 | 100.2652 | 0
[83 empty] | 89.9012 | 0 | 0 | 28.7636 | 92.0293 | 0 | 0 | 29.4287 | 94.1574 | 0 | 0 | 30.0939 | 96.2855 | 0 | 0 | 30.759 | 98.4136 | 0 | 0 | 31.4241 | 100.5417 | 0
[83 empty] | 98.0948 | 0 | 0 | 31.382 | 100.4169 | 0 | 0 | 32.1077 | 102.7389 | 0 | 0 | 32.8334 | 105.061 | 0 | 0 | 33.5591 | 107.383 | 0 | 0 | 34.2847 | 109.7051 | 0
[83 empty] | 101.6878 | 0 | 0 | 32.5297 | 104.0949 | 0 | 0 | 33.2819 | 106.502 | 0 | 0 | 34.0341 | 108.9091 | 0 | 0 | 34.7863 | 111.3162 | 0 | 0 | 35.5385 | 113.7233 | 0
[83 empty] | 105.486 | 0 | 0 | 33.7447 | 107.983 | 0 | 0 | 34.525 | 110.48 | 0 | 0 | 35.3053 | 112.977 | 0 | 0 | 36.0856 | 115.474 | 0 | 0 | 36.8659 | 117.971 | 0
[83 empty] | 108.672 | 0 | 0 | 34.7711 | 111.2444 | 0 | 0 | 35.5751 | 113.8169 | 0 | 0 | 36.3792 | 116.3893 | 0 | 0 | 37.1832 | 118.9617 | 0 | 0 | 37.9873 | 121.5341 | 0
[83 empty] | 110.0912 | 0 | 0 | 35.2179 | 112.6972 | 0 | 0 | 36.0323 | 115.3033 | 0 | 0 | 36.8466 | 117.9093 | 0 | 0 | 37.661 | 120.5153 | 0 | 0 | 38.4754 | 123.1213 | 0
[83 empty] | 110.5722 | 0 | 0 | 35.3787 | 113.1896 | 0 | 0 | 36.1968 | 115.807 | 0 | 0 | 37.0149 | 118.4244 | 0 | 0 | 37.833 | 121.0418 | 0 | 0 | 38.6511 | 123.6592 | 0
[83 empty] | 132.8818 | 0 | 0 | 42.5251 | 136.0273 | 0 | 0 | 43.5084 | 139.1728 | 0 | 0 | 44.4918 | 142.3183 | 0 | 0 | 45.4751 | 145.4638 | 0 | 0 | 46.4585 | 148.6093 | 0
[83 empty] | 89.9012 | 0 | 0 | 28.7636 | 92.0293 | 0 | 0 | 29.4287 | 94.1574 | 0 | 0 | 30.0939 | 96.2855 | 0 | 0 | 30.759 | 98.4136 | 0 | 0 | 31.4241 | 100.5417 | 0
[83 empty] | 89.667 | 0 | 0 | 28.6876 | 91.7895 | 0 | 0 | 29.351 | 93.9121 | 0 | 0 | 30.0144 | 96.0346 | 0 | 0 | 30.6778 | 98.1572 | 0 | 0 | 31.3411 | 100.2797 | 0
[83 empty] | 97.9536 | 0 | 0 | 31.3364 | 100.2723 | 0 | 0 | 32.0611 | 102.591 | 0 | 0 | 32.7857 | 104.9097 | 0 | 0 | 33.5103 | 107.2284 | 0 | 0 | 34.235 | 109.5471 | 0
[83 empty] | 101.5916 | 0 | 0 | 32.4989 | 103.9964 | 0 | 0 | 33.2504 | 106.4012 | 0 | 0 | 34.0019 | 108.806 | 0 | 0 | 34.7534 | 111.2109 | 0 | 0 | 35.5049 | 113.6157 | 0
[83 empty] | 105.424 | 0 | 0 | 33.7248 | 107.9195 | 0 | 0 | 34.5047 | 110.415 | 0 | 0 | 35.2846 | 112.9106 | 0 | 0 | 36.0644 | 115.4061 | 0 | 0 | 36.8443 | 117.9016 | 0
[83 empty] | 108.587 | 0 | 0 | 34.7422 | 111.1574 | 0 | 0 | 35.5456 | 113.7278 | 0 | 0 | 36.349 | 116.2982 | 0 | 0 | 37.1524 | 118.8686 | 0 | 0 | 37.9558 | 121.4391 | 0
[83 empty] | 110.0573 | 0 | 0 | 35.207 | 112.6625 | 0 | 0 | 36.0212 | 115.2677 | 0 | 0 | 36.8353 | 117.8729 | 0 | 0 | 37.6494 | 120.4781 | 0 | 0 | 38.4635 | 123.0833 | 0
[83 empty] | 110.4846 | 0 | 0 | 35.3491 | 113.0999 | 0 | 0 | 36.1665 | 115.7152 | 0 | 0 | 36.9839 | 118.3306 | 0 | 0 | 37.8013 | 120.9459 | 0 | 0 | 38.6188 | 123.5612 | 0
[83 empty] | 132.6522 | 0 | 0 | 42.4479 | 135.7923 | 0 | 0 | 43.4294 | 138.9324 | 0 | 0 | 44.411 | 142.0724 | 0 | 0 | 45.3926 | 145.2125 | 0 | 0 | 46.3741 | 148.3526 | 0
[83 empty] | 89.667 | 0 | 0 | 28.6876 | 91.7895 | 0 | 0 | 29.351 | 93.9121 | 0 | 0 | 30.0144 | 96.0346 | 0 | 0 | 30.6778 | 98.1572 | 0 | 0 | 31.3411 | 100.2797 | 0
[83 empty] | 88.0853 | 0 | 0 | 28.1808 | 90.1704 | 0 | 0 | 28.8324 | 92.2555 | 0 | 0 | 29.4841 | 94.3406 | 0 | 0 | 30.1358 | 96.4257 | 0 | 0 | 30.7874 | 98.5108 | 0
[83 empty] | 96.9396 | 0 | 0 | 31.0117 | 99.2343 | 0 | 0 | 31.7288 | 101.529 | 0 | 0 | 32.4459 | 103.8237 | 0 | 0 | 33.1631 | 106.1184 | 0 | 0 | 33.8802 | 108.4131 | 0
[83 empty] | 100.8215 | 0 | 0 | 32.2525 | 103.2081 | 0 | 0 | 32.9983 | 105.5947 | 0 | 0 | 33.7441 | 107.9813 | 0 | 0 | 34.49 | 110.3679 | 0 | 0 | 35.2358 | 112.7544 | 0
[83 empty] | 104.9276 | 0 | 0 | 33.5661 | 107.4114 | 0 | 0 | 34.3422 | 109.8952 | 0 | 0 | 35.1184 | 112.379 | 0 | 0 | 35.8946 | 114.8628 | 0 | 0 | 36.6708 | 117.3466 | 0
[83 empty] | 108.3818 | 0 | 0 | 34.6752 | 110.9474 | 0 | 0 | 35.477 | 113.5129 | 0 | 0 | 36.2788 | 116.0785 | 0 | 0 | 37.0807 | 118.644 | 0 | 0 | 37.8825 | 121.2096 | 0
[83 empty] | 109.7857 | 0 | 0 | 35.1202 | 112.3845 | 0 | 0 | 35.9323 | 114.9833 | 0 | 0 | 36.7444 | 117.5821 | 0 | 0 | 37.5565 | 120.1809 | 0 | 0 | 38.3686 | 122.7796 | 0
[83 empty] | 110.2432 | 0 | 0 | 35.2705 | 112.8528 | 0 | 0 | 36.0861 | 115.4624 | 0 | 0 | 36.9017 | 118.072 | 0 | 0 | 37.7173 | 120.6816 | 0 | 0 | 38.5329 | 123.2912 | 0
[83 empty] | 131.9085 | 0 | 0 | 42.2067 | 135.0309 | 0 | 0 | 43.1826 | 138.1534 | 0 | 0 | 44.1586 | 141.2758 | 0 | 0 | 45.1346 | 144.3983 | 0 | 0 | 46.1106 | 147.5208 | 0
[83 empty] | 88.0853 | 0 | 0 | 28.1808 | 90.1704 | 0 | 0 | 28.8324 | 92.2555 | 0 | 0 | 29.4841 | 94.3406 | 0 | 0 | 30.1358 | 96.4257 | 0 | 0 | 30.7874 | 98.5108 | 0
[83 empty] | 92.0366 | 0 | 0 | 29.4469 | 94.2152 | 0 | 0 | 30.1279 | 96.3938 | 0 | 0 | 30.8088 | 98.5725 | 0 | 0 | 31.4897 | 100.7511 | 0 | 0 | 32.1706 | 102.9298 | 0
[83 empty] | 99.4735 | 0 | 0 | 31.8231 | 101.8282 | 0 | 0 | 32.559 | 104.1828 | 0 | 0 | 33.2949 | 106.5375 | 0 | 0 | 34.0308 | 108.8922 | 0 | 0 | 34.7667 | 111.2469 | 0
[83 empty] | 102.7467 | 0 | 0 | 32.8684 | 105.1789 | 0 | 0 | 33.6284 | 107.611 | 0 | 0 | 34.3885 | 110.0432 | 0 | 0 | 35.1485 | 112.4753 | 0 | 0 | 35.9086 | 114.9075 | 0
[83 empty] | 106.1685 | 0 | 0 | 33.963 | 108.6816 | 0 | 0 | 34.7484 | 111.1948 | 0 | 0 | 35.5337 | 113.7079 | 0 | 0 | 36.3191 | 116.2211 | 0 | 0 | 37.1045 | 118.7343 | 0
[83 empty] | 108.89 | 0 | 0 | 34.8412 | 111.4676 | 0 | 0 | 35.6469 | 114.0451 | 0 | 0 | 36.4525 | 116.6227 | 0 | 0 | 37.2582 | 119.2003 | 0 | 0 | 38.0639 | 121.7779 | 0
[83 empty] | 110.4646 | 0 | 0 | 35.3373 | 113.0795 | 0 | 0 | 36.1545 | 115.6943 | 0 | 0 | 36.9716 | 118.3092 | 0 | 0 | 37.7888 | 120.924 | 0 | 0 | 38.6059 | 123.5389 | 0
[83 empty] | 110.8421 | 0 | 0 | 35.4654 | 113.4658 | 0 | 0 | 36.2855 | 116.0896 | 0 | 0 | 37.1056 | 118.7134 | 0 | 0 | 37.9257 | 121.3372 | 0 | 0 | 38.7458 | 123.961 | 0
[83 empty] | 133.7568 | 0 | 0 | 42.8059 | 136.923 | 0 | 0 | 43.7957 | 140.0893 | 0 | 0 | 44.7856 | 143.2555 | 0 | 0 | 45.7754 | 146.4217 | 0 | 0 | 46.7653 | 149.5879 | 0
[83 empty] | 92.0366 | 0 | 0 | 29.4469 | 94.2152 | 0 | 0 | 30.1279 | 96.3938 | 0 | 0 | 30.8088 | 98.5725 | 0 | 0 | 31.4897 | 100.7511 | 0 | 0 | 32.1706 | 102.9298 | 0
[83 empty] | 88.0853 | 0 | 0 | 28.1808 | 90.1704 | 0 | 0 | 28.8324 | 92.2555 | 0 | 0 | 29.4841 | 94.3406 | 0 | 0 | 30.1358 | 96.4257 | 0 | 0 | 30.7874 | 98.5108 | 0
[83 empty] | 96.9396 | 0 | 0 | 31.0117 | 99.2343 | 0 | 0 | 31.7288 | 101.529 | 0 | 0 | 32.4459 | 103.8237 | 0 | 0 | 33.1631 | 106.1184 | 0 | 0 | 33.8802 | 108.4131 | 0
[83 empty] | 100.8215 | 0 | 0 | 32.2525 | 103.2081 | 0 | 0 | 32.9983 | 105.5947 | 0 | 0 | 33.7441 | 107.9813 | 0 | 0 | 34.49 | 110.3679 | 0 | 0 | 35.2358 | 112.7544 | 0
[83 empty] | 104.9276 | 0 | 0 | 33.5661 | 107.4114 | 0 | 0 | 34.3422 | 109.8952 | 0 | 0 | 35.1184 | 112.379 | 0 | 0 | 35.8946 | 114.8628 | 0 | 0 | 36.6708 | 117.3466 | 0
[83 empty] | 108.3818 | 0 | 0 | 34.6752 | 110.9474 | 0 | 0 | 35.477 | 113.5129 | 0 | 0 | 36.2788 | 116.0785 | 0 | 0 | 37.0807 | 118.644 | 0 | 0 | 37.8825 | 121.2096 | 0
[83 empty] | 109.7857 | 0 | 0 | 35.1202 | 112.3845 | 0 | 0 | 35.9323 | 114.9833 | 0 | 0 | 36.7444 | 117.5821 | 0 | 0 | 37.5565 | 120.1809 | 0 | 0 | 38.3686 | 122.7796 | 0
[83 empty] | 110.2432 | 0 | 0 | 35.2705 | 112.8528 | 0 | 0 | 36.0861 | 115.4624 | 0 | 0 | 36.9017 | 118.072 | 0 | 0 | 37.7173 | 120.6816 | 0 | 0 | 38.5329 | 123.2912 | 0
[83 empty] | 131.9085 | 0 | 0 | 42.2067 | 135.0309 | 0 | 0 | 43.1826 | 138.1534 | 0 | 0 | 44.1586 | 141.2758 | 0 | 0 | 45.1346 | 144.3983 | 0 | 0 | 46.1106 | 147.5208 | 0
[83 empty] | 88.0853 | 0 | 0 | 28.1808 | 90.1704 | 0 | 0 | 28.8324 | 92.2555 | 0 | 0 | 29.4841 | 94.3406 | 0 | 0 | 30.1358 | 96.4257 | 0 | 0 | 30.7874 | 98.5108 | 0
[83 empty] | 92.0366 | 0 | 0 | 29.4469 | 94.2152 | 0 | 0 | 30.1279 | 96.3938 | 0 | 0 | 30.8088 | 98.5725 | 0 | 0 | 31.4897 | 100.7511 | 0 | 0 | 32.1706 | 102.9298 | 0
[83 empty] | 99.4735 | 0 | 0 | 31.8231 | 101.8282 | 0 | 0 | 32.559 | 104.1828 | 0 | 0 | 33.2949 | 106.5375 | 0 | 0 | 34.0308 | 108.8922 | 0 | 0 | 34.7667 | 111.2469 | 0
[83 empty] | 102.7467 | 0 | 0 | 32.8684 | 105.1789 | 0 | 0 | 33.6284 | 107.611 | 0 | 0 | 34.3885 | 110.0432 | 0 | 0 | 35.1485 | 112.4753 | 0 | 0 | 35.9086 | 114.9075 | 0
[83 empty] | 106.1685 | 0 | 0 | 33.963 | 108.6816 | 0 | 0 | 34.7484 | 111.1948 | 0 | 0 | 35.5337 | 113.7079 | 0 | 0 | 36.3191 | 116.2211 | 0 | 0 | 37.1045 | 118.7343 | 0
[83 empty] | 108.89 | 0 | 0 | 34.8412 | 111.4676 | 0 | 0 | 35.6469 | 114.0451 | 0 | 0 | 36.4525 | 116.6227 | 0 | 0 | 37.2582 | 119.2003 | 0 | 0 | 38.0639 | 121.7779 | 0
[83 empty] | 110.4646 | 0 | 0 | 35.3373 | 113.0795 | 0 | 0 | 36.1545 | 115.6943 | 0 | 0 | 36.9716 | 118.3092 | 0 | 0 | 37.7888 | 120.924 | 0 | 0 | 38.6059 | 123.5389 | 0
[83 empty] | 110.8421 | 0 | 0 | 35.4654 | 113.4658 | 0 | 0 | 36.2855 | 116.0896 | 0 | 0 | 37.1056 | 118.7134 | 0 | 0 | 37.9257 | 121.3372 | 0 | 0 | 38.7458 | 123.961 | 0
[83 empty] | 133.7568 | 0 | 0 | 42.8059 | 136.923 | 0 | 0 | 43.7957 | 140.0893 | 0 | 0 | 44.7856 | 143.2555 | 0 | 0 | 45.7754 | 146.4217 | 0 | 0 | 46.7653 | 149.5879 | 0
[83 empty] | 92.0366 | 0 | 0 | 29.4469 | 94.2152 | 0 | 0 | 30.1279 | 96.3938 | 0 | 0 | 30.8088 | 98.5725 | 0 | 0 | 31.4897 | 100.7511 | 0 | 0 | 32.1706 | 102.9298 | 0
[83 empty] | 87.7217 | 0 | 0 | 28.065 | 89.7982 | 0 | 0 | 28.714 | 91.8747 | 0 | 0 | 29.363 | 93.9512 | 0 | 0 | 30.012 | 96.0277 | 0 | 0 | 30.6609 | 98.1042 | 0
[83 empty] | 96.6987 | 0 | 0 | 30.9349 | 98.9877 | 0 | 0 | 31.6502 | 101.2767 | 0 | 0 | 32.3656 | 103.5656 | 0 | 0 | 33.0809 | 105.8546 | 0 | 0 | 33.7962 | 108.1436 | 0
[83 empty] | 100.629 | 0 | 0 | 32.1909 | 103.011 | 0 | 0 | 32.9353 | 105.393 | 0 | 0 | 33.6797 | 107.7751 | 0 | 0 | 34.4241 | 110.1571 | 0 | 0 | 35.1685 | 112.5391 | 0
[83 empty] | 104.8035 | 0 | 0 | 33.5264 | 107.2844 | 0 | 0 | 34.3016 | 109.7652 | 0 | 0 | 35.0769 | 112.2461 | 0 | 0 | 35.8522 | 114.7269 | 0 | 0 | 36.6274 | 117.2078 | 0
[83 empty] | 108.3822 | 0 | 0 | 34.6762 | 110.9477 | 0 | 0 | 35.4781 | 113.5133 | 0 | 0 | 36.2799 | 116.0788 | 0 | 0 | 37.0818 | 118.6444 | 0 | 0 | 37.8836 | 121.21 | 0
[83 empty] | 109.7178 | 0 | 0 | 35.0984 | 112.315 | 0 | 0 | 35.9101 | 114.9122 | 0 | 0 | 36.7217 | 117.5094 | 0 | 0 | 37.5333 | 120.1065 | 0 | 0 | 38.3449 | 122.7037 | 0
[83 empty] | 110.2328 | 0 | 0 | 35.268 | 112.8421 | 0 | 0 | 36.0836 | 115.4515 | 0 | 0 | 36.8991 | 118.0609 | 0 | 0 | 37.7147 | 120.6702 | 0 | 0 | 38.5302 | 123.2796 | 0
[83 empty] | 131.8413 | 0 | 0 | 42.1873 | 134.9622 | 0 | 0 | 43.1628 | 138.0831 | 0 | 0 | 44.1384 | 141.204 | 0 | 0 | 45.1139 | 144.3248 | 0 | 0 | 46.0895 | 147.4457 | 0
[83 empty] | 87.7217 | 0 | 0 | 28.065 | 89.7982 | 0 | 0 | 28.714 | 91.8747 | 0 | 0 | 29.363 | 93.9512 | 0 | 0 | 30.012 | 96.0277 | 0 | 0 | 30.6609 | 98.1042 | 0
[83 empty] | 91.279 | 0 | 0 | 29.205 | 93.4397 | 0 | 0 | 29.8803 | 95.6004 | 0 | 0 | 30.5556 | 97.7611 | 0 | 0 | 31.231 | 99.9218 | 0 | 0 | 31.9063 | 102.0825 | 0
[83 empty] | 98.9796 | 0 | 0 | 31.6653 | 101.3226 | 0 | 0 | 32.3976 | 103.6656 | 0 | 0 | 33.1298 | 106.0086 | 0 | 0 | 33.862 | 108.3516 | 0 | 0 | 34.5942 | 110.6946 | 0
[83 empty] | 102.3617 | 0 | 0 | 32.7452 | 104.7847 | 0 | 0 | 33.5024 | 107.2077 | 0 | 0 | 34.2596 | 109.6308 | 0 | 0 | 35.0168 | 112.0538 | 0 | 0 | 35.774 | 114.4769 | 0
[83 empty] | 105.9203 | 0 | 0 | 33.8836 | 108.4276 | 0 | 0 | 34.6671 | 110.9349 | 0 | 0 | 35.4507 | 113.4421 | 0 | 0 | 36.2342 | 115.9494 | 0 | 0 | 37.0177 | 118.4567 | 0
[83 empty] | 108.8414 | 0 | 0 | 34.8263 | 111.4179 | 0 | 0 | 35.6316 | 113.9943 | 0 | 0 | 36.4369 | 116.5707 | 0 | 0 | 37.2423 | 119.1472 | 0 | 0 | 38.0476 | 121.7236 | 0
[83 empty] | 110.3288 | 0 | 0 | 35.2939 | 112.9405 | 0 | 0 | 36.11 | 115.5521 | 0 | 0 | 36.9262 | 118.1638 | 0 | 0 | 37.7423 | 120.7754 | 0 | 0 | 38.5585 | 123.3871 | 0
[83 empty] | 110.7736 | 0 | 0 | 35.4441 | 113.3958 | 0 | 0 | 36.2637 | 116.0179 | 0 | 0 | 37.0833 | 118.6401 | 0 | 0 | 37.9029 | 121.2623 | 0 | 0 | 38.7226 | 123.8845 | 0
[83 empty] | 133.5093 | 0 | 0 | 42.7281 | 136.6696 | 0 | 0 | 43.7162 | 139.83 | 0 | 0 | 44.7042 | 142.9904 | 0 | 0 | 45.6923 | 146.1507 | 0 | 0 | 46.6803 | 149.3111 | 0
[83 empty] | 91.279 | 0 | 0 | 29.205 | 93.4397 | 0 | 0 | 29.8803 | 95.6004 | 0 | 0 | 30.5556 | 97.7611 | 0 | 0 | 31.231 | 99.9218 | 0 | 0 | 31.9063 | 102.0825 | 0
[83 empty] | 91.2246 | 0 | 0 | 29.1896 | 93.384 | 0 | 0 | 29.8646 | 95.5434 | 0 | 0 | 30.5396 | 97.7029 | 0 | 0 | 31.2145 | 99.8623 | 0 | 0 | 31.8895 | 102.0217 | 0
[83 empty] | 98.9237 | 0 | 0 | 31.6482 | 101.2653 | 0 | 0 | 32.3801 | 103.607 | 0 | 0 | 33.1119 | 105.9486 | 0 | 0 | 33.8437 | 108.2903 | 0 | 0 | 34.5756 | 110.632 | 0
[83 empty] | 102.2932 | 0 | 0 | 32.7233 | 104.7146 | 0 | 0 | 33.48 | 107.136 | 0 | 0 | 34.2367 | 109.5575 | 0 | 0 | 34.9934 | 111.9789 | 0 | 0 | 35.7501 | 114.4003 | 0
[83 empty] | 105.8762 | 0 | 0 | 33.8695 | 108.3824 | 0 | 0 | 34.6527 | 110.8886 | 0 | 0 | 35.4359 | 113.3949 | 0 | 0 | 36.2191 | 115.9011 | 0 | 0 | 37.0023 | 118.4074 | 0
[83 empty] | 108.9633 | 0 | 0 | 34.8686 | 111.5426 | 0 | 0 | 35.6749 | 114.1219 | 0 | 0 | 36.4812 | 116.7012 | 0 | 0 | 37.2875 | 119.2806 | 0 | 0 | 38.0938 | 121.8599 | 0
[83 empty] | 110.3047 | 0 | 0 | 35.2862 | 112.9158 | 0 | 0 | 36.1021 | 115.5268 | 0 | 0 | 36.9181 | 118.1379 | 0 | 0 | 37.7341 | 120.749 | 0 | 0 | 38.55 | 123.3601 | 0
[83 empty] | 110.8876 | 0 | 0 | 35.4838 | 113.5125 | 0 | 0 | 36.3043 | 116.1374 | 0 | 0 | 37.1248 | 118.7622 | 0 | 0 | 37.9454 | 121.3871 | 0 | 0 | 38.7659 | 124.012 | 0
[83 empty] | 133.7655 | 0 | 0 | 42.8177 | 136.9319 | 0 | 0 | 43.8079 | 140.0984 | 0 | 0 | 44.798 | 143.2648 | 0 | 0 | 45.7881 | 146.4312 | 0 | 0 | 46.7782 | 149.5976 | 0
[83 empty] | 91.2246 | 0 | 0 | 29.1896 | 93.384 | 0 | 0 | 29.8646 | 95.5434 | 0 | 0 | 30.5396 | 97.7029 | 0 | 0 | 31.2145 | 99.8623 | 0 | 0 | 31.8895 | 102.0217 | 0
[83 empty] | 91.2487 | 0 | 0 | 29.1945 | 93.4087 | 0 | 0 | 29.8696 | 95.5687 | 0 | 0 | 30.5447 | 97.7286 | 0 | 0 | 31.2198 | 99.8886 | 0 | 0 | 31.8949 | 102.0486 | 0
[83 empty] | 98.9676 | 0 | 0 | 31.6612 | 101.3103 | 0 | 0 | 32.3933 | 103.653 | 0 | 0 | 33.1255 | 105.9957 | 0 | 0 | 33.8576 | 108.3385 | 0 | 0 | 34.5897 | 110.6812 | 0
[83 empty] | 102.3617 | 0 | 0 | 32.7452 | 104.7847 | 0 | 0 | 33.5024 | 107.2077 | 0 | 0 | 34.2596 | 109.6308 | 0 | 0 | 35.0168 | 112.0538 | 0 | 0 | 35.774 | 114.4769 | 0
[83 empty] | 105.9203 | 0 | 0 | 33.8836 | 108.4276 | 0 | 0 | 34.6671 | 110.9349 | 0 | 0 | 35.4507 | 113.4421 | 0 | 0 | 36.2342 | 115.9494 | 0 | 0 | 37.0177 | 118.4567 | 0
[83 empty] | 108.7922 | 0 | 0 | 34.8093 | 111.3675 | 0 | 0 | 35.6142 | 113.9427 | 0 | 0 | 36.4192 | 116.518 | 0 | 0 | 37.2241 | 119.0933 | 0 | 0 | 38.029 | 121.6685 | 0
[83 empty] | 110.3288 | 0 | 0 | 35.2939 | 112.9405 | 0 | 0 | 36.11 | 115.5521 | 0 | 0 | 36.9262 | 118.1638 | 0 | 0 | 37.7423 | 120.7754 | 0 | 0 | 38.5585 | 123.3871 | 0
[83 empty] | 110.726 | 0 | 0 | 35.4277 | 113.347 | 0 | 0 | 36.2469 | 115.9681 | 0 | 0 | 37.0662 | 118.5891 | 0 | 0 | 37.8854 | 121.2102 | 0 | 0 | 38.7046 | 123.8312 | 0
[83 empty] | 133.396 | 0 | 0 | 42.6891 | 136.5537 | 0 | 0 | 43.6762 | 139.7113 | 0 | 0 | 44.6634 | 142.869 | 0 | 0 | 45.6505 | 146.0267 | 0 | 0 | 46.6377 | 149.1844 | 0
[83 empty] | 91.2487 | 0 | 0 | 29.1945 | 93.4087 | 0 | 0 | 29.8696 | 95.5687 | 0 | 0 | 30.5447 | 97.7286 | 0 | 0 | 31.2198 | 99.8886 | 0 | 0 | 31.8949 | 102.0486 | 0
[83 empty] | 91.3311 | 0 | 0 | 29.224 | 93.493 | 0 | 0 | 29.8998 | 95.6549 | 0 | 0 | 30.5755 | 97.8169 | 0 | 0 | 31.2513 | 99.9788 | 0 | 0 | 31.9271 | 102.1408 | 0
[83 empty] | 98.9891 | 0 | 0 | 31.6693 | 101.3323 | 0 | 0 | 32.4016 | 103.6755 | 0 | 0 | 33.1339 | 106.0187 | 0 | 0 | 33.8663 | 108.362 | 0 | 0 | 34.5986 | 110.7052 | 0
[83 empty] | 102.3394 | 0 | 0 | 32.7381 | 104.762 | 0 | 0 | 33.4952 | 107.1845 | 0 | 0 | 34.2522 | 109.607 | 0 | 0 | 35.0092 | 112.0295 | 0 | 0 | 35.7663 | 114.452 | 0
[83 empty] | 105.906 | 0 | 0 | 33.879 | 108.4129 | 0 | 0 | 34.6625 | 110.9199 | 0 | 0 | 35.4459 | 113.4268 | 0 | 0 | 36.2293 | 115.9338 | 0 | 0 | 37.0127 | 118.4407 | 0
[83 empty] | 108.9942 | 0 | 0 | 34.879 | 111.5743 | 0 | 0 | 35.6856 | 114.1543 | 0 | 0 | 36.4921 | 116.7344 | 0 | 0 | 37.2987 | 119.3144 | 0 | 0 | 38.1052 | 121.8945 | 0
[83 empty] | 110.321 | 0 | 0 | 35.2914 | 112.9325 | 0 | 0 | 36.1075 | 115.5439 | 0 | 0 | 36.9236 | 118.1554 | 0 | 0 | 37.7396 | 120.7668 | 0 | 0 | 38.5557 | 123.3783 | 0
[83 empty] | 110.9201 | 0 | 0 | 35.4947 | 113.5458 | 0 | 0 | 36.3155 | 116.1714 | 0 | 0 | 37.1363 | 118.797 | 0 | 0 | 37.9571 | 121.4227 | 0 | 0 | 38.7778 | 124.0483 | 0
[83 empty] | 133.853 | 0 | 0 | 42.847 | 137.0215 | 0 | 0 | 43.8378 | 140.19 | 0 | 0 | 44.8286 | 143.3585 | 0 | 0 | 45.8194 | 146.527 | 0 | 0 | 46.8102 | 149.6955 | 0
[83 empty] | 91.3311 | 0 | 0 | 29.224 | 93.493 | 0 | 0 | 29.8998 | 95.6549 | 0 | 0 | 30.5755 | 97.8169 | 0 | 0 | 31.2513 | 99.9788 | 0 | 0 | 31.9271 | 102.1408 | 0
[83 empty] | 90.3228 | 0 | 0 | 28.9002 | 92.4609 | 0 | 0 | 29.5685 | 94.599 | 0 | 0 | 30.2367 | 96.737 | 0 | 0 | 30.905 | 98.8751 | 0 | 0 | 31.5733 | 101.0132 | 0
[83 empty] | 98.3502 | 0 | 0 | 31.4644 | 100.6783 | 0 | 0 | 32.192 | 103.0064 | 0 | 0 | 32.9196 | 105.3345 | 0 | 0 | 33.6471 | 107.6626 | 0 | 0 | 34.3747 | 109.9906 | 0
[83 empty] | 101.8634 | 0 | 0 | 32.5858 | 104.2747 | 0 | 0 | 33.3394 | 106.6859 | 0 | 0 | 34.0929 | 109.0972 | 0 | 0 | 34.8464 | 111.5085 | 0 | 0 | 35.5999 | 113.9197 | 0
[83 empty] | 105.5992 | 0 | 0 | 33.7809 | 108.0989 | 0 | 0 | 34.562 | 110.5985 | 0 | 0 | 35.3432 | 113.0982 | 0 | 0 | 36.1243 | 115.5979 | 0 | 0 | 36.9055 | 118.0976 | 0
[83 empty] | 108.8178 | 0 | 0 | 34.8205 | 111.3936 | 0 | 0 | 35.6257 | 113.9695 | 0 | 0 | 36.4308 | 116.5454 | 0 | 0 | 37.236 | 119.1213 | 0 | 0 | 38.0412 | 121.6971 | 0
[83 empty] | 110.1531 | 0 | 0 | 35.2377 | 112.7606 | 0 | 0 | 36.0525 | 115.3681 | 0 | 0 | 36.8674 | 117.9756 | 0 | 0 | 37.6822 | 120.5831 | 0 | 0 | 38.4971 | 123.1906 | 0
[83 empty] | 110.7229 | 0 | 0 | 35.4296 | 113.3439 | 0 | 0 | 36.2489 | 115.9648 | 0 | 0 | 37.0681 | 118.5858 | 0 | 0 | 37.8874 | 121.2068 | 0 | 0 | 38.7067 | 123.8277 | 0
[83 empty] | 133.2791 | 0 | 0 | 42.6585 | 136.434 | 0 | 0 | 43.645 | 139.5889 | 0 | 0 | 44.6314 | 142.7438 | 0 | 0 | 45.6178 | 145.8987 | 0 | 0 | 46.6043 | 149.0536 | 0
[83 empty] | 90.3228 | 0 | 0 | 28.9002 | 92.4609 | 0 | 0 | 29.5685 | 94.599 | 0 | 0 | 30.2367 | 96.737 | 0 | 0 | 30.905 | 98.8751 | 0 | 0 | 31.5733 | 101.0132 | 0
[83 empty] | 89.654 | 0 | 0 | 28.6832 | 91.7763 | 0 | 0 | 29.3465 | 93.8985 | 0 | 0 | 30.0097 | 96.0208 | 0 | 0 | 30.673 | 98.143 | 0 | 0 | 31.3363 | 100.2652 | 0
[83 empty] | 97.9485 | 0 | 0 | 31.3347 | 100.2671 | 0 | 0 | 32.0593 | 102.5856 | 0 | 0 | 32.7839 | 104.9042 | 0 | 0 | 33.5084 | 107.2228 | 0 | 0 | 34.233 | 109.5414 | 0
[83 empty] | 101.5916 | 0 | 0 | 32.4989 | 103.9964 | 0 | 0 | 33.2504 | 106.4012 | 0 | 0 | 34.0019 | 108.806 | 0 | 0 | 34.7534 | 111.2109 | 0 | 0 | 35.5049 | 113.6157 | 0
[83 empty] | 105.424 | 0 | 0 | 33.7248 | 107.9195 | 0 | 0 | 34.5047 | 110.415 | 0 | 0 | 35.2846 | 112.9106 | 0 | 0 | 36.0644 | 115.4061 | 0 | 0 | 36.8443 | 117.9016 | 0
[83 empty] | 108.566 | 0 | 0 | 34.735 | 111.1359 | 0 | 0 | 35.5382 | 113.7058 | 0 | 0 | 36.3414 | 116.2757 | 0 | 0 | 37.1446 | 118.8456 | 0 | 0 | 37.9479 | 121.4155 | 0
[83 empty] | 110.0573 | 0 | 0 | 35.207 | 112.6625 | 0 | 0 | 36.0212 | 115.2677 | 0 | 0 | 36.8353 | 117.8729 | 0 | 0 | 37.6494 | 120.4781 | 0 | 0 | 38.4635 | 123.0833 | 0
[83 empty] | 110.4643 | 0 | 0 | 35.3421 | 113.0791 | 0 | 0 | 36.1593 | 115.6939 | 0 | 0 | 36.9766 | 118.3088 | 0 | 0 | 37.7938 | 120.9236 | 0 | 0 | 38.6111 | 123.5385 | 0
[83 empty] | 132.6039 | 0 | 0 | 42.4312 | 135.7428 | 0 | 0 | 43.4124 | 138.8817 | 0 | 0 | 44.3936 | 142.0206 | 0 | 0 | 45.3748 | 145.1596 | 0 | 0 | 46.3559 | 148.2985 | 0
[83 empty] | 89.654 | 0 | 0 | 28.6832 | 91.7763 | 0 | 0 | 29.3465 | 93.8985 | 0 | 0 | 30.0097 | 96.0208 | 0 | 0 | 30.673 | 98.143 | 0 | 0 | 31.3363 | 100.2652 | 0
[83 empty] | 89.654 | 0 | 0 | 28.6832 | 91.7763 | 0 | 0 | 29.3465 | 93.8985 | 0 | 0 | 30.0097 | 96.0208 | 0 | 0 | 30.673 | 98.143 | 0 | 0 | 31.3363 | 100.2652 | 0
[83 empty] | 97.9485 | 0 | 0 | 31.3347 | 100.2671 | 0 | 0 | 32.0593 | 102.5856 | 0 | 0 | 32.7839 | 104.9042 | 0 | 0 | 33.5084 | 107.2228 | 0 | 0 | 34.233 | 109.5414 | 0
[83 empty] | 101.5916 | 0 | 0 | 32.4989 | 103.9964 | 0 | 0 | 33.2504 | 106.4012 | 0 | 0 | 34.0019 | 108.806 | 0 | 0 | 34.7534 | 111.2109 | 0 | 0 | 35.5049 | 113.6157 | 0
[83 empty] | 105.424 | 0 | 0 | 33.7248 | 107.9195 | 0 | 0 | 34.5047 | 110.415 | 0 | 0 | 35.2846 | 112.9106 | 0 | 0 | 36.0644 | 115.4061 | 0 | 0 | 36.8443 | 117.9016 | 0
[83 empty] | 108.566 | 0 | 0 | 34.735 | 111.1359 | 0 | 0 | 35.5382 | 113.7058 | 0 | 0 | 36.3414 | 116.2757 | 0 | 0 | 37.1446 | 118.8456 | 0 | 0 | 37.9479 | 121.4155 | 0
[83 empty] | 110.0573 | 0 | 0 | 35.207 | 112.6625 | 0 | 0 | 36.0212 | 115.2677 | 0 | 0 | 36.8353 | 117.8729 | 0 | 0 | 37.6494 | 120.4781 | 0 | 0 | 38.4635 | 123.0833 | 0
[83 empty] | 110.4643 | 0 | 0 | 35.3421 | 113.0791 | 0 | 0 | 36.1593 | 115.6939 | 0 | 0 | 36.9766 | 118.3088 | 0 | 0 | 37.7938 | 120.9236 | 0 | 0 | 38.6111 | 123.5385 | 0
[83 empty] | 132.6039 | 0 | 0 | 42.4312 | 135.7428 | 0 | 0 | 43.4124 | 138.8817 | 0 | 0 | 44.3936 | 142.0206 | 0 | 0 | 45.3748 | 145.1596 | 0 | 0 | 46.3559 | 148.2985 | 0
[83 empty] | 89.654 | 0 | 0 | 28.6832 | 91.7763 | 0 | 0 | 29.3465 | 93.8985 | 0 | 0 | 30.0097 | 96.0208 | 0 | 0 | 30.673 | 98.143 | 0 | 0 | 31.3363 | 100.2652 | 0
[83 empty] | 89.9012 | 0 | 0 | 28.7636 | 92.0293 | 0 | 0 | 29.4287 | 94.1574 | 0 | 0 | 30.0939 | 96.2855 | 0 | 0 | 30.759 | 98.4136 | 0 | 0 | 31.4241 | 100.5417 | 0
[83 empty] | 98.0948 | 0 | 0 | 31.382 | 100.4169 | 0 | 0 | 32.1077 | 102.7389 | 0 | 0 | 32.8334 | 105.061 | 0 | 0 | 33.5591 | 107.383 | 0 | 0 | 34.2847 | 109.7051 | 0
[83 empty] | 101.6878 | 0 | 0 | 32.5297 | 104.0949 | 0 | 0 | 33.2819 | 106.502 | 0 | 0 | 34.0341 | 108.9091 | 0 | 0 | 34.7863 | 111.3162 | 0 | 0 | 35.5385 | 113.7233 | 0
[83 empty] | 105.486 | 0 | 0 | 33.7447 | 107.983 | 0 | 0 | 34.525 | 110.48 | 0 | 0 | 35.3053 | 112.977 | 0 | 0 | 36.0856 | 115.474 | 0 | 0 | 36.8659 | 117.971 | 0
[83 empty] | 108.672 | 0 | 0 | 34.7711 | 111.2444 | 0 | 0 | 35.5751 | 113.8169 | 0 | 0 | 36.3792 | 116.3893 | 0 | 0 | 37.1832 | 118.9617 | 0 | 0 | 37.9873 | 121.5341 | 0
[83 empty] | 110.0912 | 0 | 0 | 35.2179 | 112.6972 | 0 | 0 | 36.0323 | 115.3033 | 0 | 0 | 36.8466 | 117.9093 | 0 | 0 | 37.661 | 120.5153 | 0 | 0 | 38.4754 | 123.1213 | 0
[83 empty] | 110.5722 | 0 | 0 | 35.3787 | 113.1896 | 0 | 0 | 36.1968 | 115.807 | 0 | 0 | 37.0149 | 118.4244 | 0 | 0 | 37.833 | 121.0418 | 0 | 0 | 38.6511 | 123.6592 | 0
[83 empty] | 132.8818 | 0 | 0 | 42.5251 | 136.0273 | 0 | 0 | 43.5084 | 139.1728 | 0 | 0 | 44.4918 | 142.3183 | 0 | 0 | 45.4751 | 145.4638 | 0 | 0 | 46.4585 | 148.6093 | 0
[83 empty] | 89.9012 | 0 | 0 | 28.7636 | 92.0293 | 0 | 0 | 29.4287 | 94.1574 | 0 | 0 | 30.0939 | 96.2855 | 0 | 0 | 30.759 | 98.4136 | 0 | 0 | 31.4241 | 100.5417 | 0
[83 empty] | 89.667 | 0 | 0 | 28.6876 | 91.7895 | 0 | 0 | 29.351 | 93.9121 | 0 | 0 | 30.0144 | 96.0346 | 0 | 0 | 30.6778 | 98.1572 | 0 | 0 | 31.3411 | 100.2797 | 0
[83 empty] | 97.9536 | 0 | 0 | 31.3364 | 100.2723 | 0 | 0 | 32.0611 | 102.591 | 0 | 0 | 32.7857 | 104.9097 | 0 | 0 | 33.5103 | 107.2284 | 0 | 0 | 34.235 | 109.5471 | 0
[83 empty] | 101.5916 | 0 | 0 | 32.4989 | 103.9964 | 0 | 0 | 33.2504 | 106.4012 | 0 | 0 | 34.0019 | 108.806 | 0 | 0 | 34.7534 | 111.2109 | 0 | 0 | 35.5049 | 113.6157 | 0
[83 empty] | 105.424 | 0 | 0 | 33.7248 | 107.9195 | 0 | 0 | 34.5047 | 110.415 | 0 | 0 | 35.2846 | 112.9106 | 0 | 0 | 36.0644 | 115.4061 | 0 | 0 | 36.8443 | 117.9016 | 0
[83 empty] | 108.587 | 0 | 0 | 34.7422 | 111.1574 | 0 | 0 | 35.5456 | 113.7278 | 0 | 0 | 36.349 | 116.2982 | 0 | 0 | 37.1524 | 118.8686 | 0 | 0 | 37.9558 | 121.4391 | 0
[83 empty] | 110.0573 | 0 | 0 | 35.207 | 112.6625 | 0 | 0 | 36.0212 | 115.2677 | 0 | 0 | 36.8353 | 117.8729 | 0 | 0 | 37.6494 | 120.4781 | 0 | 0 | 38.4635 | 123.0833 | 0
[83 empty] | 110.4846 | 0 | 0 | 35.3491 | 113.0999 | 0 | 0 | 36.1665 | 115.7152 | 0 | 0 | 36.9839 | 118.3306 | 0 | 0 | 37.8013 | 120.9459 | 0 | 0 | 38.6188 | 123.5612 | 0
[83 empty] | 132.6522 | 0 | 0 | 42.4479 | 135.7923 | 0 | 0 | 43.4294 | 138.9324 | 0 | 0 | 44.411 | 142.0724 | 0 | 0 | 45.3926 | 145.2125 | 0 | 0 | 46.3741 | 148.3526 | 0
[83 empty] | 89.667 | 0 | 0 | 28.6876 | 91.7895 | 0 | 0 | 29.351 | 93.9121 | 0 | 0 | 30.0144 | 96.0346 | 0 | 0 | 30.6778 | 98.1572 | 0 | 0 | 31.3411 | 100.2797 | 0
[83 empty] | 91.2246 | 0 | 0 | 29.1896 | 93.384 | 0 | 0 | 29.8646 | 95.5434 | 0 | 0 | 30.5396 | 97.7029 | 0 | 0 | 31.2145 | 99.8623 | 0 | 0 | 31.8895 | 102.0217 | 0
[83 empty] | 98.9237 | 0 | 0 | 31.6482 | 101.2653 | 0 | 0 | 32.3801 | 103.607 | 0 | 0 | 33.1119 | 105.9486 | 0 | 0 | 33.8437 | 108.2903 | 0 | 0 | 34.5756 | 110.632 | 0
[83 empty] | 102.2932 | 0 | 0 | 32.7233 | 104.7146 | 0 | 0 | 33.48 | 107.136 | 0 | 0 | 34.2367 | 109.5575 | 0 | 0 | 34.9934 | 111.9789 | 0 | 0 | 35.7501 | 114.4003 | 0
[83 empty] | 105.8762 | 0 | 0 | 33.8695 | 108.3824 | 0 | 0 | 34.6527 | 110.8886 | 0 | 0 | 35.4359 | 113.3949 | 0 | 0 | 36.2191 | 115.9011 | 0 | 0 | 37.0023 | 118.4074 | 0
[83 empty] | 108.9633 | 0 | 0 | 34.8686 | 111.5426 | 0 | 0 | 35.6749 | 114.1219 | 0 | 0 | 36.4812 | 116.7012 | 0 | 0 | 37.2875 | 119.2806 | 0 | 0 | 38.0938 | 121.8599 | 0
[83 empty] | 110.3047 | 0 | 0 | 35.2862 | 112.9158 | 0 | 0 | 36.1021 | 115.5268 | 0 | 0 | 36.9181 | 118.1379 | 0 | 0 | 37.7341 | 120.749 | 0 | 0 | 38.55 | 123.3601 | 0
[83 empty] | 110.8876 | 0 | 0 | 35.4838 | 113.5125 | 0 | 0 | 36.3043 | 116.1374 | 0 | 0 | 37.1248 | 118.7622 | 0 | 0 | 37.9454 | 121.3871 | 0 | 0 | 38.7659 | 124.012 | 0
[83 empty] | 133.7655 | 0 | 0 | 42.8177 | 136.9319 | 0 | 0 | 43.8079 | 140.0984 | 0 | 0 | 44.798 | 143.2648 | 0 | 0 | 45.7881 | 146.4312 | 0 | 0 | 46.7782 | 149.5976 | 0
[83 empty] | 91.2246 | 0 | 0 | 29.1896 | 93.384 | 0 | 0 | 29.8646 | 95.5434 | 0 | 0 | 30.5396 | 97.7029 | 0 | 0 | 31.2145 | 99.8623 | 0 | 0 | 31.8895 | 102.0217 | 0
[83 empty] | 92.0277 | 0 | 0 | 29.4438 | 94.2061 | 0 | 0 | 30.1247 | 96.3845 | 0 | 0 | 30.8056 | 98.5629 | 0 | 0 | 31.4864 | 100.7414 | 0 | 0 | 32.1673 | 102.9198 | 0
[83 empty] | 99.4699 | 0 | 0 | 31.8219 | 101.8245 | 0 | 0 | 32.5578 | 104.1791 | 0 | 0 | 33.2936 | 106.5337 | 0 | 0 | 34.0295 | 108.8883 | 0 | 0 | 34.7653 | 111.2429 | 0
[83 empty] | 102.7467 | 0 | 0 | 32.8684 | 105.1789 | 0 | 0 | 33.6284 | 107.611 | 0 | 0 | 34.3885 | 110.0432 | 0 | 0 | 35.1485 | 112.4753 | 0 | 0 | 35.9086 | 114.9075 | 0
[83 empty] | 106.1685 | 0 | 0 | 33.963 | 108.6816 | 0 | 0 | 34.7484 | 111.1948 | 0 | 0 | 35.5337 | 113.7079 | 0 | 0 | 36.3191 | 116.2211 | 0 | 0 | 37.1045 | 118.7343 | 0
[83 empty] | 108.8755 | 0 | 0 | 34.8362 | 111.4527 | 0 | 0 | 35.6418 | 114.03 | 0 | 0 | 36.4473 | 116.6072 | 0 | 0 | 37.2529 | 119.1845 | 0 | 0 | 38.0584 | 121.7617 | 0
[83 empty] | 110.4646 | 0 | 0 | 35.3373 | 113.0795 | 0 | 0 | 36.1545 | 115.6943 | 0 | 0 | 36.9716 | 118.3092 | 0 | 0 | 37.7888 | 120.924 | 0 | 0 | 38.6059 | 123.5389 | 0
[83 empty] | 110.828 | 0 | 0 | 35.4606 | 113.4515 | 0 | 0 | 36.2806 | 116.075 | 0 | 0 | 37.1006 | 118.6984 | 0 | 0 | 37.9206 | 121.3219 | 0 | 0 | 38.7406 | 123.9453 | 0
[83 empty] | 133.7235 | 0 | 0 | 42.7944 | 136.8889 | 0 | 0 | 43.784 | 140.0544 | 0 | 0 | 44.7736 | 143.2198 | 0 | 0 | 45.7632 | 146.3852 | 0 | 0 | 46.7527 | 149.5506 | 0
[83 empty] | 92.0277 | 0 | 0 | 29.4438 | 94.2061 | 0 | 0 | 30.1247 | 96.3845 | 0 | 0 | 30.8056 | 98.5629 | 0 | 0 | 31.4864 | 100.7414 | 0 | 0 | 32.1673 | 102.9198 | 0
[83 empty] | 92.202 | 0 | 0 | 29.5039 | 94.3846 | 0 | 0 | 30.1862 | 96.5671 | 0 | 0 | 30.8684 | 98.7497 | 0 | 0 | 31.5507 | 100.9322 | 0 | 0 | 32.2329 | 103.1148 | 0
[83 empty] | 99.539 | 0 | 0 | 31.8457 | 101.8953 | 0 | 0 | 32.5821 | 104.2515 | 0 | 0 | 33.3185 | 106.6077 | 0 | 0 | 34.0549 | 108.9639 | 0 | 0 | 34.7913 | 111.3202 | 0
[83 empty] | 102.7467 | 0 | 0 | 32.8684 | 105.1789 | 0 | 0 | 33.6284 | 107.611 | 0 | 0 | 34.3885 | 110.0432 | 0 | 0 | 35.1485 | 112.4753 | 0 | 0 | 35.9086 | 114.9075 | 0
[83 empty] | 106.1685 | 0 | 0 | 33.963 | 108.6816 | 0 | 0 | 34.7484 | 111.1948 | 0 | 0 | 35.5337 | 113.7079 | 0 | 0 | 36.3191 | 116.2211 | 0 | 0 | 37.1045 | 118.7343 | 0
[83 empty] | 109.1588 | 0 | 0 | 34.9338 | 111.7427 | 0 | 0 | 35.7416 | 114.3267 | 0 | 0 | 36.5494 | 116.9106 | 0 | 0 | 37.3572 | 119.4946 | 0 | 0 | 38.165 | 122.0785 | 0
[83 empty] | 110.4646 | 0 | 0 | 35.3373 | 113.0795 | 0 | 0 | 36.1545 | 115.6943 | 0 | 0 | 36.9716 | 118.3092 | 0 | 0 | 37.7888 | 120.924 | 0 | 0 | 38.6059 | 123.5389 | 0
[83 empty] | 111.102 | 0 | 0 | 35.5549 | 113.7319 | 0 | 0 | 36.3771 | 116.3619 | 0 | 0 | 37.1993 | 118.9918 | 0 | 0 | 38.0215 | 121.6217 | 0 | 0 | 38.8436 | 124.2517 | 0
[83 empty] | 134.3753 | 0 | 0 | 43.019 | 137.5561 | 0 | 0 | 44.0137 | 140.737 | 0 | 0 | 45.0085 | 143.9178 | 0 | 0 | 46.0033 | 147.0987 | 0 | 0 | 46.998 | 150.2796 | 0
[83 empty] | 92.202 | 0 | 0 | 29.5039 | 94.3846 | 0 | 0 | 30.1862 | 96.5671 | 0 | 0 | 30.8684 | 98.7497 | 0 | 0 | 31.5507 | 100.9322 | 0 | 0 | 32.2329 | 103.1148 | 0
[83 empty] | 92.2035 | 0 | 0 | 29.5044 | 94.3861 | 0 | 0 | 30.1867 | 96.5687 | 0 | 0 | 30.869 | 98.7513 | 0 | 0 | 31.5512 | 100.9339 | 0 | 0 | 32.2335 | 103.1165 | 0
[83 empty] | 99.5396 | 0 | 0 | 31.8459 | 101.8959 | 0 | 0 | 32.5823 | 104.2521 | 0 | 0 | 33.3187 | 106.6084 | 0 | 0 | 34.0552 | 108.9646 | 0 | 0 | 34.7916 | 111.3208 | 0
[83 empty] | 102.7467 | 0 | 0 | 32.8684 | 105.1789 | 0 | 0 | 33.6284 | 107.611 | 0 | 0 | 34.3885 | 110.0432 | 0 | 0 | 35.1485 | 112.4753 | 0 | 0 | 35.9086 | 114.9075 | 0
[83 empty] | 106.1685 | 0 | 0 | 33.963 | 108.6816 | 0 | 0 | 34.7484 | 111.1948 | 0 | 0 | 35.5337 | 113.7079 | 0 | 0 | 36.3191 | 116.2211 | 0 | 0 | 37.1045 | 118.7343 | 0
[83 empty] | 109.1612 | 0 | 0 | 34.9346 | 111.7452 | 0 | 0 | 35.7425 | 114.3292 | 0 | 0 | 36.5503 | 116.9132 | 0 | 0 | 37.3581 | 119.4972 | 0 | 0 | 38.166 | 122.0812 | 0
[83 empty] | 110.4646 | 0 | 0 | 35.3373 | 113.0795 | 0 | 0 | 36.1545 | 115.6943 | 0 | 0 | 36.9716 | 118.3092 | 0 | 0 | 37.7888 | 120.924 | 0 | 0 | 38.6059 | 123.5389 | 0
[83 empty] | 111.1043 | 0 | 0 | 35.5558 | 113.7343 | 0 | 0 | 36.378 | 116.3643 | 0 | 0 | 37.2001 | 118.9943 | 0 | 0 | 38.0223 | 121.6243 | 0 | 0 | 38.8445 | 124.2543 | 0
[83 empty] | 134.3809 | 0 | 0 | 43.0209 | 137.5619 | 0 | 0 | 44.0157 | 140.7429 | 0 | 0 | 45.0105 | 143.9238 | 0 | 0 | 46.0053 | 147.1048 | 0 | 0 | 47.0002 | 150.2858 | 0
[83 empty] | 92.2035 | 0 | 0 | 29.5044 | 94.3861 | 0 | 0 | 30.1867 | 96.5687 | 0 | 0 | 30.869 | 98.7513 | 0 | 0 | 31.5512 | 100.9339 | 0 | 0 | 32.2335 | 103.1165 | 0
[83 empty] | 92.043 | 0 | 0 | 29.4491 | 94.2218 | 0 | 0 | 30.1301 | 96.4006 | 0 | 0 | 30.8111 | 98.5794 | 0 | 0 | 31.4921 | 100.7582 | 0 | 0 | 32.1731 | 102.937 | 0
[83 empty] | 99.476 | 0 | 0 | 31.824 | 101.8308 | 0 | 0 | 32.5599 | 104.1855 | 0 | 0 | 33.2958 | 106.5403 | 0 | 0 | 34.0317 | 108.895 | 0 | 0 | 34.7676 | 111.2497 | 0
[83 empty] | 102.7467 | 0 | 0 | 32.8684 | 105.1789 | 0 | 0 | 33.6284 | 107.611 | 0 | 0 | 34.3885 | 110.0432 | 0 | 0 | 35.1485 | 112.4753 | 0 | 0 | 35.9086 | 114.9075 | 0
[83 empty] | 106.1685 | 0 | 0 | 33.963 | 108.6816 | 0 | 0 | 34.7484 | 111.1948 | 0 | 0 | 35.5337 | 113.7079 | 0 | 0 | 36.3191 | 116.2211 | 0 | 0 | 37.1045 | 118.7343 | 0
[83 empty] | 108.9005 | 0 | 0 | 34.8448 | 111.4783 | 0 | 0 | 35.6506 | 114.0561 | 0 | 0 | 36.4563 | 116.634 | 0 | 0 | 37.2621 | 119.2118 | 0 | 0 | 38.0678 | 121.7896 | 0
[83 empty] | 110.4646 | 0 | 0 | 35.3373 | 113.0795 | 0 | 0 | 36.1545 | 115.6943 | 0 | 0 | 36.9716 | 118.3092 | 0 | 0 | 37.7888 | 120.924 | 0 | 0 | 38.6059 | 123.5389 | 0
[83 empty] | 110.8522 | 0 | 0 | 35.4689 | 113.4762 | 0 | 0 | 36.2891 | 116.1003 | 0 | 0 | 37.1093 | 118.7243 | 0 | 0 | 37.9295 | 121.3483 | 0 | 0 | 38.7496 | 123.9724 | 0
[83 empty] | 133.781 | 0 | 0 | 42.8142 | 136.9478 | 0 | 0 | 43.8043 | 140.1146 | 0 | 0 | 44.7943 | 143.2813 | 0 | 0 | 45.7843 | 146.4481 | 0 | 0 | 46.7744 | 149.6149 | 0
[83 empty] | 92.043 | 0 | 0 | 29.4491 | 94.2218 | 0 | 0 | 30.1301 | 96.4006 | 0 | 0 | 30.8111 | 98.5794 | 0 | 0 | 31.4921 | 100.7582 | 0 | 0 | 32.1731 | 102.937 | 0
[83 empty] | 92.0858 | 0 | 0 | 29.4639 | 94.2656 | 0 | 0 | 30.1452 | 96.4454 | 0 | 0 | 30.8265 | 98.6252 | 0 | 0 | 31.5079 | 100.805 | 0 | 0 | 32.1892 | 102.9848 | 0
[83 empty] | 99.493 | 0 | 0 | 31.8299 | 101.8481 | 0 | 0 | 32.5659 | 104.2033 | 0 | 0 | 33.3019 | 106.5584 | 0 | 0 | 34.038 | 108.9136 | 0 | 0 | 34.774 | 111.2687 | 0
[83 empty] | 102.7467 | 0 | 0 | 32.8684 | 105.1789 | 0 | 0 | 33.6284 | 107.611 | 0 | 0 | 34.3885 | 110.0432 | 0 | 0 | 35.1485 | 112.4753 | 0 | 0 | 35.9086 | 114.9075 | 0
[83 empty] | 106.1685 | 0 | 0 | 33.963 | 108.6816 | 0 | 0 | 34.7484 | 111.1948 | 0 | 0 | 35.5337 | 113.7079 | 0 | 0 | 36.3191 | 116.2211 | 0 | 0 | 37.1045 | 118.7343 | 0
[83 empty] | 108.97 | 0 | 0 | 34.8688 | 111.5495 | 0 | 0 | 35.6751 | 114.129 | 0 | 0 | 36.4814 | 116.7084 | 0 | 0 | 37.2877 | 119.2879 | 0 | 0 | 38.094 | 121.8674 | 0
[83 empty] | 110.4646 | 0 | 0 | 35.3373 | 113.0795 | 0 | 0 | 36.1545 | 115.6943 | 0 | 0 | 36.9716 | 118.3092 | 0 | 0 | 37.7888 | 120.924 | 0 | 0 | 38.6059 | 123.5389 | 0
[83 empty] | 110.9194 | 0 | 0 | 35.4921 | 113.5451 | 0 | 0 | 36.3128 | 116.1707 | 0 | 0 | 37.1335 | 118.7963 | 0 | 0 | 37.9542 | 121.4219 | 0 | 0 | 38.775 | 124.0475 | 0
[83 empty] | 133.941 | 0 | 0 | 42.8693 | 137.1115 | 0 | 0 | 43.8606 | 140.2821 | 0 | 0 | 44.852 | 143.4527 | 0 | 0 | 45.8433 | 146.6233 | 0 | 0 | 46.8346 | 149.7938 | 0
[83 empty] | 92.0858 | 0 | 0 | 29.4639 | 94.2656 | 0 | 0 | 30.1452 | 96.4454 | 0 | 0 | 30.8265 | 98.6252 | 0 | 0 | 31.5079 | 100.805 | 0 | 0 | 32.1892 | 102.9848 | 0
[83 empty] | 92.2035 | 0 | 0 | 29.5044 | 94.3861 | 0 | 0 | 30.1867 | 96.5687 | 0 | 0 | 30.869 | 98.7513 | 0 | 0 | 31.5512 | 100.9339 | 0 | 0 | 32.2335 | 103.1165 | 0
[83 empty] | 99.5396 | 0 | 0 | 31.8459 | 101.8959 | 0 | 0 | 32.5823 | 104.2521 | 0 | 0 | 33.3187 | 106.6084 | 0 | 0 | 34.0552 | 108.9646 | 0 | 0 | 34.7916 | 111.3208 | 0
[83 empty] | 102.7467 | 0 | 0 | 32.8684 | 105.1789 | 0 | 0 | 33.6284 | 107.611 | 0 | 0 | 34.3885 | 110.0432 | 0 | 0 | 35.1485 | 112.4753 | 0 | 0 | 35.9086 | 114.9075 | 0
[83 empty] | 106.1685 | 0 | 0 | 33.963 | 108.6816 | 0 | 0 | 34.7484 | 111.1948 | 0 | 0 | 35.5337 | 113.7079 | 0 | 0 | 36.3191 | 116.2211 | 0 | 0 | 37.1045 | 118.7343 | 0
[83 empty] | 109.1612 | 0 | 0 | 34.9346 | 111.7452 | 0 | 0 | 35.7425 | 114.3292 | 0 | 0 | 36.5503 | 116.9132 | 0 | 0 | 37.3581 | 119.4972 | 0 | 0 | 38.166 | 122.0812 | 0
[83 empty] | 110.4646 | 0 | 0 | 35.3373 | 113.0795 | 0 | 0 | 36.1545 | 115.6943 | 0 | 0 | 36.9716 | 118.3092 | 0 | 0 | 37.7888 | 120.924 | 0 | 0 | 38.6059 | 123.5389 | 0
[83 empty] | 111.1043 | 0 | 0 | 35.5558 | 113.7343 | 0 | 0 | 36.378 | 116.3643 | 0 | 0 | 37.2001 | 118.9943 | 0 | 0 | 38.0223 | 121.6243 | 0 | 0 | 38.8445 | 124.2543 | 0
[83 empty] | 134.3809 | 0 | 0 | 43.0209 | 137.5619 | 0 | 0 | 44.0157 | 140.7429 | 0 | 0 | 45.0105 | 143.9238 | 0 | 0 | 46.0053 | 147.1048 | 0 | 0 | 47.0002 | 150.2858 | 0
[83 empty] | 92.2035 | 0 | 0 | 29.5044 | 94.3861 | 0 | 0 | 30.1867 | 96.5687 | 0 | 0 | 30.869 | 98.7513 | 0 | 0 | 31.5512 | 100.9339 | 0 | 0 | 32.2335 | 103.1165 | 0
[83 empty] | 89.9951 | 0 | 0 | 28.796 | 92.1254 | 0 | 0 | 29.4619 | 94.2558 | 0 | 0 | 30.1277 | 96.3861 | 0 | 0 | 30.7936 | 98.5164 | 0 | 0 | 31.4595 | 100.6467 | 0
[83 empty] | 98.1316 | 0 | 0 | 31.3947 | 100.4545 | 0 | 0 | 32.1207 | 102.7775 | 0 | 0 | 32.8467 | 105.1004 | 0 | 0 | 33.5727 | 107.4233 | 0 | 0 | 34.2986 | 109.7462 | 0
[83 empty] | 101.6871 | 0 | 0 | 32.5294 | 104.0941 | 0 | 0 | 33.2816 | 106.5012 | 0 | 0 | 34.0338 | 108.9083 | 0 | 0 | 34.7861 | 111.3154 | 0 | 0 | 35.5383 | 113.7224 | 0
[83 empty] | 105.4855 | 0 | 0 | 33.7445 | 107.9825 | 0 | 0 | 34.5248 | 110.4795 | 0 | 0 | 35.3051 | 112.9765 | 0 | 0 | 36.0855 | 115.4735 | 0 | 0 | 36.8658 | 117.9705 | 0
[83 empty] | 108.8269 | 0 | 0 | 34.8245 | 111.403 | 0 | 0 | 35.6297 | 113.9791 | 0 | 0 | 36.435 | 116.5552 | 0 | 0 | 37.2403 | 119.1313 | 0 | 0 | 38.0456 | 121.7074 | 0
[83 empty] | 110.0909 | 0 | 0 | 35.2178 | 112.697 | 0 | 0 | 36.0322 | 115.303 | 0 | 0 | 36.8466 | 117.909 | 0 | 0 | 37.6609 | 120.515 | 0 | 0 | 38.4753 | 123.121 | 0
[83 empty] | 110.7219 | 0 | 0 | 35.4303 | 113.3429 | 0 | 0 | 36.2496 | 115.9638 | 0 | 0 | 37.0689 | 118.5848 | 0 | 0 | 37.8882 | 121.2057 | 0 | 0 | 38.7075 | 123.8266 | 0
[83 empty] | 133.2379 | 0 | 0 | 42.6478 | 136.3919 | 0 | 0 | 43.634 | 139.5458 | 0 | 0 | 44.6202 | 142.6997 | 0 | 0 | 45.6064 | 145.8537 | 0 | 0 | 46.5926 | 149.0076 | 0
[83 empty] | 89.9951 | 0 | 0 | 28.796 | 92.1254 | 0 | 0 | 29.4619 | 94.2558 | 0 | 0 | 30.1277 | 96.3861 | 0 | 0 | 30.7936 | 98.5164 | 0 | 0 | 31.4595 | 100.6467 | 0
[83 empty] | 88.2496 | 0 | 0 | 28.2374 | 90.3386 | 0 | 0 | 28.8904 | 92.4276 | 0 | 0 | 29.5433 | 94.5166 | 0 | 0 | 30.1963 | 96.6056 | 0 | 0 | 30.8492 | 98.6946 | 0
[83 empty] | 97.0047 | 0 | 0 | 31.0341 | 99.3009 | 0 | 0 | 31.7518 | 101.5971 | 0 | 0 | 32.4694 | 103.8934 | 0 | 0 | 33.187 | 106.1896 | 0 | 0 | 33.9047 | 108.4859 | 0
[83 empty] | 100.8215 | 0 | 0 | 32.2525 | 103.2081 | 0 | 0 | 32.9983 | 105.5947 | 0 | 0 | 33.7441 | 107.9813 | 0 | 0 | 34.49 | 110.3679 | 0 | 0 | 35.2358 | 112.7544 | 0
[83 empty] | 104.9276 | 0 | 0 | 33.5661 | 107.4114 | 0 | 0 | 34.3422 | 109.8952 | 0 | 0 | 35.1184 | 112.379 | 0 | 0 | 35.8946 | 114.8628 | 0 | 0 | 36.6708 | 117.3466 | 0
[83 empty] | 108.6487 | 0 | 0 | 34.7671 | 111.2206 | 0 | 0 | 35.5711 | 113.7925 | 0 | 0 | 36.375 | 116.3643 | 0 | 0 | 37.179 | 118.9362 | 0 | 0 | 37.983 | 121.5081 | 0
[83 empty] | 109.7857 | 0 | 0 | 35.1202 | 112.3845 | 0 | 0 | 35.9323 | 114.9833 | 0 | 0 | 36.7444 | 117.5821 | 0 | 0 | 37.5565 | 120.1809 | 0 | 0 | 38.3686 | 122.7796 | 0
[83 empty] | 110.5013 | 0 | 0 | 35.3594 | 113.117 | 0 | 0 | 36.177 | 115.7327 | 0 | 0 | 36.9947 | 118.3484 | 0 | 0 | 37.8124 | 120.9642 | 0 | 0 | 38.63 | 123.5799 | 0
[83 empty] | 132.5226 | 0 | 0 | 42.4182 | 135.6596 | 0 | 0 | 43.3991 | 138.7966 | 0 | 0 | 44.38 | 141.9336 | 0 | 0 | 45.3609 | 145.0706 | 0 | 0 | 46.3417 | 148.2076 | 0
[83 empty] | 88.2496 | 0 | 0 | 28.2374 | 90.3386 | 0 | 0 | 28.8904 | 92.4276 | 0 | 0 | 29.5433 | 94.5166 | 0 | 0 | 30.1963 | 96.6056 | 0 | 0 | 30.8492 | 98.6946 | 0
[83 empty] | 92.2035 | 0 | 0 | 29.5044 | 94.3861 | 0 | 0 | 30.1867 | 96.5687 | 0 | 0 | 30.869 | 98.7513 | 0 | 0 | 31.5512 | 100.9339 | 0 | 0 | 32.2335 | 103.1165 | 0
[83 empty] | 99.5396 | 0 | 0 | 31.8459 | 101.8959 | 0 | 0 | 32.5823 | 104.2521 | 0 | 0 | 33.3187 | 106.6084 | 0 | 0 | 34.0552 | 108.9646 | 0 | 0 | 34.7916 | 111.3208 | 0
[83 empty] | 102.7467 | 0 | 0 | 32.8684 | 105.1789 | 0 | 0 | 33.6284 | 107.611 | 0 | 0 | 34.3885 | 110.0432 | 0 | 0 | 35.1485 | 112.4753 | 0 | 0 | 35.9086 | 114.9075 | 0
[83 empty] | 106.1685 | 0 | 0 | 33.963 | 108.6816 | 0 | 0 | 34.7484 | 111.1948 | 0 | 0 | 35.5337 | 113.7079 | 0 | 0 | 36.3191 | 116.2211 | 0 | 0 | 37.1045 | 118.7343 | 0
[83 empty] | 109.1612 | 0 | 0 | 34.9346 | 111.7452 | 0 | 0 | 35.7425 | 114.3292 | 0 | 0 | 36.5503 | 116.9132 | 0 | 0 | 37.3581 | 119.4972 | 0 | 0 | 38.166 | 122.0812 | 0
[83 empty] | 110.4646 | 0 | 0 | 35.3373 | 113.0795 | 0 | 0 | 36.1545 | 115.6943 | 0 | 0 | 36.9716 | 118.3092 | 0 | 0 | 37.7888 | 120.924 | 0 | 0 | 38.6059 | 123.5389 | 0
[83 empty] | 111.1043 | 0 | 0 | 35.5558 | 113.7343 | 0 | 0 | 36.378 | 116.3643 | 0 | 0 | 37.2001 | 118.9943 | 0 | 0 | 38.0223 | 121.6243 | 0 | 0 | 38.8445 | 124.2543 | 0
[83 empty] | 134.3809 | 0 | 0 | 43.0209 | 137.5619 | 0 | 0 | 44.0157 | 140.7429 | 0 | 0 | 45.0105 | 143.9238 | 0 | 0 | 46.0053 | 147.1048 | 0 | 0 | 47.0002 | 150.2858 | 0
[83 empty] | 92.2035 | 0 | 0 | 29.5044 | 94.3861 | 0 | 0 | 30.1867 | 96.5687 | 0 | 0 | 30.869 | 98.7513 | 0 | 0 | 31.5512 | 100.9339 | 0 | 0 | 32.2335 | 103.1165 | 0
[83 empty] | 92.1864 | 0 | 0 | 29.4986 | 94.3686 | 0 | 0 | 30.1807 | 96.5508 | 0 | 0 | 30.8628 | 98.733 | 0 | 0 | 31.5449 | 100.9152 | 0 | 0 | 32.2271 | 103.0974 | 0
[83 empty] | 99.5329 | 0 | 0 | 31.8436 | 101.8889 | 0 | 0 | 32.58 | 104.245 | 0 | 0 | 33.3163 | 106.6011 | 0 | 0 | 34.0527 | 108.9572 | 0 | 0 | 34.789 | 111.3133 | 0
[83 empty] | 102.7467 | 0 | 0 | 32.8684 | 105.1789 | 0 | 0 | 33.6284 | 107.611 | 0 | 0 | 34.3885 | 110.0432 | 0 | 0 | 35.1485 | 112.4753 | 0 | 0 | 35.9086 | 114.9075 | 0
[83 empty] | 106.1685 | 0 | 0 | 33.963 | 108.6816 | 0 | 0 | 34.7484 | 111.1948 | 0 | 0 | 35.5337 | 113.7079 | 0 | 0 | 36.3191 | 116.2211 | 0 | 0 | 37.1045 | 118.7343 | 0
[83 empty] | 109.1335 | 0 | 0 | 34.9251 | 111.7168 | 0 | 0 | 35.7327 | 114.3002 | 0 | 0 | 36.5403 | 116.8835 | 0 | 0 | 37.3479 | 119.4669 | 0 | 0 | 38.1555 | 122.0502 | 0
[83 empty] | 110.4646 | 0 | 0 | 35.3373 | 113.0795 | 0 | 0 | 36.1545 | 115.6943 | 0 | 0 | 36.9716 | 118.3092 | 0 | 0 | 37.7888 | 120.924 | 0 | 0 | 38.6059 | 123.5389 | 0
[83 empty] | 111.0775 | 0 | 0 | 35.5465 | 113.7069 | 0 | 0 | 36.3685 | 116.3362 | 0 | 0 | 37.1905 | 118.9656 | 0 | 0 | 38.0125 | 121.595 | 0 | 0 | 38.8344 | 124.2243 | 0
[83 empty] | 134.317 | 0 | 0 | 42.9989 | 137.4965 | 0 | 0 | 43.9932 | 140.676 | 0 | 0 | 44.9875 | 143.8555 | 0 | 0 | 45.9818 | 147.035 | 0 | 0 | 46.9761 | 150.2144 | 0
[83 empty] | 92.1864 | 0 | 0 | 29.4986 | 94.3686 | 0 | 0 | 30.1807 | 96.5508 | 0 | 0 | 30.8628 | 98.733 | 0 | 0 | 31.5449 | 100.9152 | 0 | 0 | 32.2271 | 103.0974 | 0
[83 empty] | 92.2035 | 0 | 0 | 29.5044 | 94.3861 | 0 | 0 | 30.1867 | 96.5687 | 0 | 0 | 30.869 | 98.7513 | 0 | 0 | 31.5512 | 100.9339 | 0 | 0 | 32.2335 | 103.1165 | 0
[83 empty] | 99.5396 | 0 | 0 | 31.8459 | 101.8959 | 0 | 0 | 32.5823 | 104.2521 | 0 | 0 | 33.3187 | 106.6084 | 0 | 0 | 34.0552 | 108.9646 | 0 | 0 | 34.7916 | 111.3208 | 0
[83 empty] | 102.7467 | 0 | 0 | 32.8684 | 105.1789 | 0 | 0 | 33.6284 | 107.611 | 0 | 0 | 34.3885 | 110.0432 | 0 | 0 | 35.1485 | 112.4753 | 0 | 0 | 35.9086 | 114.9075 | 0
[83 empty] | 106.1685 | 0 | 0 | 33.963 | 108.6816 | 0 | 0 | 34.7484 | 111.1948 | 0 | 0 | 35.5337 | 113.7079 | 0 | 0 | 36.3191 | 116.2211 | 0 | 0 | 37.1045 | 118.7343 | 0
[83 empty] | 109.1612 | 0 | 0 | 34.9346 | 111.7452 | 0 | 0 | 35.7425 | 114.3292 | 0 | 0 | 36.5503 | 116.9132 | 0 | 0 | 37.3581 | 119.4972 | 0 | 0 | 38.166 | 122.0812 | 0
[83 empty] | 110.4646 | 0 | 0 | 35.3373 | 113.0795 | 0 | 0 | 36.1545 | 115.6943 | 0 | 0 | 36.9716 | 118.3092 | 0 | 0 | 37.7888 | 120.924 | 0 | 0 | 38.6059 | 123.5389 | 0
[83 empty] | 111.1043 | 0 | 0 | 35.5558 | 113.7343 | 0 | 0 | 36.378 | 116.3643 | 0 | 0 | 37.2001 | 118.9943 | 0 | 0 | 38.0223 | 121.6243 | 0 | 0 | 38.8445 | 124.2543 | 0
[83 empty] | 134.3809 | 0 | 0 | 43.0209 | 137.5619 | 0 | 0 | 44.0157 | 140.7429 | 0 | 0 | 45.0105 | 143.9238 | 0 | 0 | 46.0053 | 147.1048 | 0 | 0 | 47.0002 | 150.2858 | 0
[83 empty] | 92.2035 | 0 | 0 | 29.5044 | 94.3861 | 0 | 0 | 30.1867 | 96.5687 | 0 | 0 | 30.869 | 98.7513 | 0 | 0 | 31.5512 | 100.9339 | 0 | 0 | 32.2335 | 103.1165 | 0
[83 empty] | 92.2035 | 0 | 0 | 29.5044 | 94.3861 | 0 | 0 | 30.1867 | 96.5687 | 0 | 0 | 30.869 | 98.7513 | 0 | 0 | 31.5512 | 100.9339 | 0 | 0 | 32.2335 | 103.1165 | 0
[83 empty] | 99.5396 | 0 | 0 | 31.8459 | 101.8959 | 0 | 0 | 32.5823 | 104.2521 | 0 | 0 | 33.3187 | 106.6084 | 0 | 0 | 34.0552 | 108.9646 | 0 | 0 | 34.7916 | 111.3208 | 0
[83 empty] | 102.7467 | 0 | 0 | 32.8684 | 105.1789 | 0 | 0 | 33.6284 | 107.611 | 0 | 0 | 34.3885 | 110.0432 | 0 | 0 | 35.1485 | 112.4753 | 0 | 0 | 35.9086 | 114.9075 | 0
[83 empty] | 106.1685 | 0 | 0 | 33.963 | 108.6816 | 0 | 0 | 34.7484 | 111.1948 | 0 | 0 | 35.5337 | 113.7079 | 0 | 0 | 36.3191 | 116.2211 | 0 | 0 | 37.1045 | 118.7343 | 0
[83 empty] | 109.1612 | 0 | 0 | 34.9346 | 111.7452 | 0 | 0 | 35.7425 | 114.3292 | 0 | 0 | 36.5503 | 116.9132 | 0 | 0 | 37.3581 | 119.4972 | 0 | 0 | 38.166 | 122.0812 | 0
[83 empty] | 110.4646 | 0 | 0 | 35.3373 | 113.0795 | 0 | 0 | 36.1545 | 115.6943 | 0 | 0 | 36.9716 | 118.3092 | 0 | 0 | 37.7888 | 120.924 | 0 | 0 | 38.6059 | 123.5389 | 0
[83 empty] | 111.1043 | 0 | 0 | 35.5558 | 113.7343 | 0 | 0 | 36.378 | 116.3643 | 0 | 0 | 37.2001 | 118.9943 | 0 | 0 | 38.0223 | 121.6243 | 0 | 0 | 38.8445 | 124.2543 | 0
[83 empty] | 134.3809 | 0 | 0 | 43.0209 | 137.5619 | 0 | 0 | 44.0157 | 140.7429 | 0 | 0 | 45.0105 | 143.9238 | 0 | 0 | 46.0053 | 147.1048 | 0 | 0 | 47.0002 | 150.2858 | 0
[83 empty] | 92.2035 | 0 | 0 | 29.5044 | 94.3861 | 0 | 0 | 30.1867 | 96.5687 | 0 | 0 | 30.869 | 98.7513 | 0 | 0 | 31.5512 | 100.9339 | 0 | 0 | 32.2335 | 103.1165 | 0
[83 empty] | 92.2035 | 0 | 0 | 29.5044 | 94.3861 | 0 | 0 | 30.1867 | 96.5687 | 0 | 0 | 30.869 | 98.7513 | 0 | 0 | 31.5512 | 100.9339 | 0 | 0 | 32.2335 | 103.1165 | 0
[83 empty] | 99.5396 | 0 | 0 | 31.8459 | 101.8959 | 0 | 0 | 32.5823 | 104.2521 | 0 | 0 | 33.3187 | 106.6084 | 0 | 0 | 34.0552 | 108.9646 | 0 | 0 | 34.7916 | 111.3208 | 0
[83 empty] | 102.7467 | 0 | 0 | 32.8684 | 105.1789 | 0 | 0 | 33.6284 | 107.611 | 0 | 0 | 34.3885 | 110.0432 | 0 | 0 | 35.1485 | 112.4753 | 0 | 0 | 35.9086 | 114.9075 | 0
[83 empty] | 106.1685 | 0 | 0 | 33.963 | 108.6816 | 0 | 0 | 34.7484 | 111.1948 | 0 | 0 | 35.5337 | 113.7079 | 0 | 0 | 36.3191 | 116.2211 | 0 | 0 | 37.1045 | 118.7343 | 0
[83 empty] | 109.1612 | 0 | 0 | 34.9346 | 111.7452 | 0 | 0 | 35.7425 | 114.3292 | 0 | 0 | 36.5503 | 116.9132 | 0 | 0 | 37.3581 | 119.4972 | 0 | 0 | 38.166 | 122.0812 | 0
[83 empty] | 110.4646 | 0 | 0 | 35.3373 | 113.0795 | 0 | 0 | 36.1545 | 115.6943 | 0 | 0 | 36.9716 | 118.3092 | 0 | 0 | 37.7888 | 120.924 | 0 | 0 | 38.6059 | 123.5389 | 0
[83 empty] | 111.1043 | 0 | 0 | 35.5558 | 113.7343 | 0 | 0 | 36.378 | 116.3643 | 0 | 0 | 37.2001 | 118.9943 | 0 | 0 | 38.0223 | 121.6243 | 0 | 0 | 38.8445 | 124.2543 | 0
[83 empty] | 134.3809 | 0 | 0 | 43.0209 | 137.5619 | 0 | 0 | 44.0157 | 140.7429 | 0 | 0 | 45.0105 | 143.9238 | 0 | 0 | 46.0053 | 147.1048 | 0 | 0 | 47.0002 | 150.2858 | 0
[83 empty] | 92.2035 | 0 | 0 | 29.5044 | 94.3861 | 0 | 0 | 30.1867 | 96.5687 | 0 | 0 | 30.869 | 98.7513 | 0 | 0 | 31.5512 | 100.9339 | 0 | 0 | 32.2335 | 103.1165 | 0
[83 empty] | 92.0423 | 0 | 0 | 29.4489 | 94.2211 | 0 | 0 | 30.1299 | 96.3998 | 0 | 0 | 30.8108 | 98.5786 | 0 | 0 | 31.4918 | 100.7574 | 0 | 0 | 32.1728 | 102.9362 | 0
[83 empty] | 99.4757 | 0 | 0 | 31.8239 | 101.8305 | 0 | 0 | 32.5598 | 104.1852 | 0 | 0 | 33.2957 | 106.5399 | 0 | 0 | 34.0316 | 108.8947 | 0 | 0 | 34.7675 | 111.2494 | 0
[83 empty] | 102.7467 | 0 | 0 | 32.8684 | 105.1789 | 0 | 0 | 33.6284 | 107.611 | 0 | 0 | 34.3885 | 110.0432 | 0 | 0 | 35.1485 | 112.4753 | 0 | 0 | 35.9086 | 114.9075 | 0
[83 empty] | 106.1685 | 0 | 0 | 33.963 | 108.6816 | 0 | 0 | 34.7484 | 111.1948 | 0 | 0 | 35.5337 | 113.7079 | 0 | 0 | 36.3191 | 116.2211 | 0 | 0 | 37.1045 | 118.7343 | 0
[83 empty] | 108.8993 | 0 | 0 | 34.8444 | 111.4771 | 0 | 0 | 35.6501 | 114.0549 | 0 | 0 | 36.4559 | 116.6327 | 0 | 0 | 37.2616 | 119.2105 | 0 | 0 | 38.0674 | 121.7883 | 0
[83 empty] | 110.4646 | 0 | 0 | 35.3373 | 113.0795 | 0 | 0 | 36.1545 | 115.6943 | 0 | 0 | 36.9716 | 118.3092 | 0 | 0 | 37.7888 | 120.924 | 0 | 0 | 38.6059 | 123.5389 | 0
[83 empty] | 110.851 | 0 | 0 | 35.4685 | 113.4751 | 0 | 0 | 36.2887 | 116.0991 | 0 | 0 | 37.1089 | 118.7231 | 0 | 0 | 37.929 | 121.3471 | 0 | 0 | 38.7492 | 123.9711 | 0
[83 empty] | 133.7782 | 0 | 0 | 42.8133 | 136.945 | 0 | 0 | 43.8033 | 140.1117 | 0 | 0 | 44.7933 | 143.2784 | 0 | 0 | 45.7833 | 146.4451 | 0 | 0 | 46.7733 | 149.6119 | 0
[83 empty] | 92.0423 | 0 | 0 | 29.4489 | 94.2211 | 0 | 0 | 30.1299 | 96.3998 | 0 | 0 | 30.8108 | 98.5786 | 0 | 0 | 31.4918 | 100.7574 | 0 | 0 | 32.1728 | 102.9362 | 0
[83 empty] | 92.0423 | 0 | 0 | 29.4489 | 94.2211 | 0 | 0 | 30.1299 | 96.3998 | 0 | 0 | 30.8108 | 98.5786 | 0 | 0 | 31.4918 | 100.7574 | 0 | 0 | 32.1728 | 102.9362 | 0
[83 empty] | 99.4757 | 0 | 0 | 31.8239 | 101.8305 | 0 | 0 | 32.5598 | 104.1852 | 0 | 0 | 33.2957 | 106.5399 | 0 | 0 | 34.0316 | 108.8947 | 0 | 0 | 34.7675 | 111.2494 | 0
[83 empty] | 102.7467 | 0 | 0 | 32.8684 | 105.1789 | 0 | 0 | 33.6284 | 107.611 | 0 | 0 | 34.3885 | 110.0432 | 0 | 0 | 35.1485 | 112.4753 | 0 | 0 | 35.9086 | 114.9075 | 0
[83 empty] | 106.1685 | 0 | 0 | 33.963 | 108.6816 | 0 | 0 | 34.7484 | 111.1948 | 0 | 0 | 35.5337 | 113.7079 | 0 | 0 | 36.3191 | 116.2211 | 0 | 0 | 37.1045 | 118.7343 | 0
[83 empty] | 108.8993 | 0 | 0 | 34.8444 | 111.4771 | 0 | 0 | 35.6501 | 114.0549 | 0 | 0 | 36.4559 | 116.6327 | 0 | 0 | 37.2616 | 119.2105 | 0 | 0 | 38.0674 | 121.7883 | 0
[83 empty] | 110.4646 | 0 | 0 | 35.3373 | 113.0795 | 0 | 0 | 36.1545 | 115.6943 | 0 | 0 | 36.9716 | 118.3092 | 0 | 0 | 37.7888 | 120.924 | 0 | 0 | 38.6059 | 123.5389 | 0
[83 empty] | 110.851 | 0 | 0 | 35.4685 | 113.4751 | 0 | 0 | 36.2887 | 116.0991 | 0 | 0 | 37.1089 | 118.7231 | 0 | 0 | 37.929 | 121.3471 | 0 | 0 | 38.7492 | 123.9711 | 0
[83 empty] | 133.7782 | 0 | 0 | 42.8133 | 136.945 | 0 | 0 | 43.8033 | 140.1117 | 0 | 0 | 44.7933 | 143.2784 | 0 | 0 | 45.7833 | 146.4451 | 0 | 0 | 46.7733 | 149.6119 | 0
[83 empty] | 92.0423 | 0 | 0 | 29.4489 | 94.2211 | 0 | 0 | 30.1299 | 96.3998 | 0 | 0 | 30.8108 | 98.5786 | 0 | 0 | 31.4918 | 100.7574 | 0 | 0 | 32.1728 | 102.9362 | 0
[83 empty] | 91.803 | 0 | 0 | 29.3732 | 93.9762 | 0 | 0 | 30.0524 | 96.1493 | 0 | 0 | 30.7317 | 98.3224 | 0 | 0 | 31.4109 | 100.4955 | 0 | 0 | 32.0901 | 102.6686 | 0
[83 empty] | 99.3123 | 0 | 0 | 31.772 | 101.6631 | 0 | 0 | 32.5067 | 104.014 | 0 | 0 | 33.2414 | 106.3649 | 0 | 0 | 33.9761 | 108.7157 | 0 | 0 | 34.7108 | 111.0666 | 0
[83 empty] | 102.6102 | 0 | 0 | 32.8247 | 105.0391 | 0 | 0 | 33.5838 | 107.468 | 0 | 0 | 34.3428 | 109.8969 | 0 | 0 | 35.1018 | 112.3259 | 0 | 0 | 35.8609 | 114.7548 | 0
[83 empty] | 106.0804 | 0 | 0 | 33.9349 | 108.5915 | 0 | 0 | 34.7196 | 111.1026 | 0 | 0 | 35.5043 | 113.6137 | 0 | 0 | 36.289 | 116.1248 | 0 | 0 | 37.0737 | 118.6358 | 0
[83 empty] | 108.9298 | 0 | 0 | 34.8556 | 111.5084 | 0 | 0 | 35.6616 | 114.0869 | 0 | 0 | 36.4676 | 116.6654 | 0 | 0 | 37.2736 | 119.2439 | 0 | 0 | 38.0796 | 121.8225 | 0
[83 empty] | 110.4165 | 0 | 0 | 35.3219 | 113.0302 | 0 | 0 | 36.1387 | 115.6439 | 0 | 0 | 36.9555 | 118.2576 | 0 | 0 | 37.7723 | 120.8713 | 0 | 0 | 38.5891 | 123.4851 | 0
[83 empty] | 110.873 | 0 | 0 | 35.4769 | 113.4975 | 0 | 0 | 36.2972 | 116.122 | 0 | 0 | 37.1176 | 118.7465 | 0 | 0 | 37.938 | 121.3711 | 0 | 0 | 38.7583 | 123.9956 | 0
[83 empty] | 133.8004 | 0 | 0 | 42.8236 | 136.9676 | 0 | 0 | 43.8138 | 140.1349 | 0 | 0 | 44.8041 | 143.3021 | 0 | 0 | 45.7943 | 146.4694 | 0 | 0 | 46.7846 | 149.6366 | 0
[83 empty] | 91.803 | 0 | 0 | 29.3732 | 93.9762 | 0 | 0 | 30.0524 | 96.1493 | 0 | 0 | 30.7317 | 98.3224 | 0 | 0 | 31.4109 | 100.4955 | 0 | 0 | 32.0901 | 102.6686 | 0
[83 empty] | 90.8902 | 0 | 0 | 29.0811 | 93.0417 | 0 | 0 | 29.7536 | 95.1932 | 0 | 0 | 30.4261 | 97.3447 | 0 | 0 | 31.0985 | 99.4962 | 0 | 0 | 31.771 | 101.6477 | 0
[83 empty] | 98.7229 | 0 | 0 | 31.5834 | 101.0598 | 0 | 0 | 32.3137 | 103.3967 | 0 | 0 | 33.0441 | 105.7337 | 0 | 0 | 33.7744 | 108.0706 | 0 | 0 | 34.5047 | 110.4075 | 0
[83 empty] | 102.1575 | 0 | 0 | 32.6799 | 104.5757 | 0 | 0 | 33.4356 | 106.9939 | 0 | 0 | 34.1913 | 109.4122 | 0 | 0 | 34.947 | 111.8304 | 0 | 0 | 35.7027 | 114.2486 | 0
[83 empty] | 105.7887 | 0 | 0 | 33.8415 | 108.2929 | 0 | 0 | 34.6241 | 110.7971 | 0 | 0 | 35.4066 | 113.3012 | 0 | 0 | 36.1892 | 115.8054 | 0 | 0 | 36.9717 | 118.3096 | 0
[83 empty] | 108.8367 | 0 | 0 | 34.8256 | 111.413 | 0 | 0 | 35.6309 | 113.9893 | 0 | 0 | 36.4362 | 116.5656 | 0 | 0 | 37.2415 | 119.1419 | 0 | 0 | 38.0468 | 121.7183 | 0
[83 empty] | 110.2568 | 0 | 0 | 35.2709 | 112.8668 | 0 | 0 | 36.0865 | 115.4767 | 0 | 0 | 36.9021 | 118.0867 | 0 | 0 | 37.7177 | 120.6966 | 0 | 0 | 38.5333 | 123.3065 | 0
[83 empty] | 110.7576 | 0 | 0 | 35.4398 | 113.3794 | 0 | 0 | 36.2593 | 116.0012 | 0 | 0 | 37.0788 | 118.623 | 0 | 0 | 37.8983 | 121.2447 | 0 | 0 | 38.7178 | 123.8665 | 0
[83 empty] | 133.4263 | 0 | 0 | 42.7035 | 136.5847 | 0 | 0 | 43.691 | 139.7431 | 0 | 0 | 44.6785 | 142.9015 | 0 | 0 | 45.6659 | 146.0598 | 0 | 0 | 46.6534 | 149.2182 | 0
[83 empty] | 90.8902 | 0 | 0 | 29.0811 | 93.0417 | 0 | 0 | 29.7536 | 95.1932 | 0 | 0 | 30.4261 | 97.3447 | 0 | 0 | 31.0985 | 99.4962 | 0 | 0 | 31.771 | 101.6477 | 0
[83 empty] | 27.7965 | 0 | 0 | 8.9008 | 28.4544 | 0 | 0 | 9.1066 | 29.1124 | 0 | 0 | 9.3124 | 29.7704 | 0 | 0 | 9.5183 | 30.4284 | 0 | 0 | 9.7241 | 31.0864 | 0
[83 empty] | 17.8887 | 0 | 0 | 5.726 | 18.3121 | 0 | 0 | 5.8584 | 18.7356 | 0 | 0 | 5.9908 | 19.159 | 0 | 0 | 6.1232 | 19.5825 | 0 | 0 | 6.2556 | 20.0059 | 0
[83 empty] | 13.6689 | 0 | 0 | 4.3726 | 13.9924 | 0 | 0 | 4.4737 | 14.316 | 0 | 0 | 4.5749 | 14.6396 | 0 | 0 | 4.676 | 14.9631 | 0 | 0 | 4.7771 | 15.2867 | 0
[83 empty] | 8.81 | 0 | 0 | 2.8183 | 9.0185 | 0 | 0 | 2.8835 | 9.2271 | 0 | 0 | 2.9486 | 9.4356 | 0 | 0 | 3.0138 | 9.6441 | 0 | 0 | 3.079 | 9.8527 | 0
[83 empty] | 3.1896 | 0 | 0 | 1.0346 | 3.2651 | 0 | 0 | 1.0585 | 3.3406 | 0 | 0 | 1.0824 | 3.4161 | 0 | 0 | 1.1064 | 3.4916 | 0 | 0 | 1.1303 | 3.5671 | 0
[83 empty] | 4.8202 | 0 | 0 | 1.542 | 4.9343 | 0 | 0 | 1.5776 | 5.0484 | 0 | 0 | 1.6133 | 5.1625 | 0 | 0 | 1.6489 | 5.2766 | 0 | 0 | 1.6846 | 5.3907 | 0
[83 empty] | 3.8476 | 0 | 0 | 1.2446 | 3.9386 | 0 | 0 | 1.2734 | 4.0297 | 0 | 0 | 1.3022 | 4.1208 | 0 | 0 | 1.3309 | 4.2119 | 0 | 0 | 1.3597 | 4.3029 | 0
[83 empty] | 12.1608 | 0 | 0 | 3.923 | 12.4487 | 0 | 0 | 4.0137 | 12.7366 | 0 | 0 | 4.1045 | 13.0244 | 0 | 0 | 4.1952 | 13.3123 | 0 | 0 | 4.2859 | 13.6002 | 0
[83 empty] | 3.1896 | 0 | 0 | 1.0346 | 3.2651 | 0 | 0 | 1.0585 | 3.3406 | 0 | 0 | 1.0824 | 3.4161 | 0 | 0 | 1.1064 | 3.4916 | 0 | 0 | 1.1303 | 3.5671 | 0
[83 empty] | 92.0277 | 0 | 0 | 29.4438 | 94.2061 | 0 | 0 | 30.1247 | 96.3845 | 0 | 0 | 30.8056 | 98.5629 | 0 | 0 | 31.4864 | 100.7414 | 0 | 0 | 32.1673 | 102.9198 | 0
[83 empty] | 99.4699 | 0 | 0 | 31.8219 | 101.8245 | 0 | 0 | 32.5578 | 104.1791 | 0 | 0 | 33.2936 | 106.5337 | 0 | 0 | 34.0295 | 108.8883 | 0 | 0 | 34.7653 | 111.2429 | 0
[83 empty] | 102.7467 | 0 | 0 | 32.8684 | 105.1789 | 0 | 0 | 33.6284 | 107.611 | 0 | 0 | 34.3885 | 110.0432 | 0 | 0 | 35.1485 | 112.4753 | 0 | 0 | 35.9086 | 114.9075 | 0
[83 empty] | 106.1685 | 0 | 0 | 33.963 | 108.6816 | 0 | 0 | 34.7484 | 111.1948 | 0 | 0 | 35.5337 | 113.7079 | 0 | 0 | 36.3191 | 116.2211 | 0 | 0 | 37.1045 | 118.7343 | 0
[83 empty] | 108.8755 | 0 | 0 | 34.8362 | 111.4527 | 0 | 0 | 35.6418 | 114.03 | 0 | 0 | 36.4473 | 116.6072 | 0 | 0 | 37.2529 | 119.1845 | 0 | 0 | 38.0584 | 121.7617 | 0
[83 empty] | 110.4646 | 0 | 0 | 35.3373 | 113.0795 | 0 | 0 | 36.1545 | 115.6943 | 0 | 0 | 36.9716 | 118.3092 | 0 | 0 | 37.7888 | 120.924 | 0 | 0 | 38.6059 | 123.5389 | 0
[83 empty] | 110.828 | 0 | 0 | 35.4606 | 113.4515 | 0 | 0 | 36.2806 | 116.075 | 0 | 0 | 37.1006 | 118.6984 | 0 | 0 | 37.9206 | 121.3219 | 0 | 0 | 38.7406 | 123.9453 | 0
[83 empty] | 133.7235 | 0 | 0 | 42.7944 | 136.8889 | 0 | 0 | 43.784 | 140.0544 | 0 | 0 | 44.7736 | 143.2198 | 0 | 0 | 45.7632 | 146.3852 | 0 | 0 | 46.7527 | 149.5506 | 0
[83 empty] | 92.0277 | 0 | 0 | 29.4438 | 94.2061 | 0 | 0 | 30.1247 | 96.3845 | 0 | 0 | 30.8056 | 98.5629 | 0 | 0 | 31.4864 | 100.7414 | 0 | 0 | 32.1673 | 102.9198 | 0
[83 empty] | 92.202 | 0 | 0 | 29.5039 | 94.3846 | 0 | 0 | 30.1862 | 96.5671 | 0 | 0 | 30.8684 | 98.7497 | 0 | 0 | 31.5507 | 100.9322 | 0 | 0 | 32.2329 | 103.1148 | 0
[83 empty] | 99.539 | 0 | 0 | 31.8457 | 101.8953 | 0 | 0 | 32.5821 | 104.2515 | 0 | 0 | 33.3185 | 106.6077 | 0 | 0 | 34.0549 | 108.9639 | 0 | 0 | 34.7913 | 111.3202 | 0
[83 empty] | 102.7467 | 0 | 0 | 32.8684 | 105.1789 | 0 | 0 | 33.6284 | 107.611 | 0 | 0 | 34.3885 | 110.0432 | 0 | 0 | 35.1485 | 112.4753 | 0 | 0 | 35.9086 | 114.9075 | 0
[83 empty] | 106.1685 | 0 | 0 | 33.963 | 108.6816 | 0 | 0 | 34.7484 | 111.1948 | 0 | 0 | 35.5337 | 113.7079 | 0 | 0 | 36.3191 | 116.2211 | 0 | 0 | 37.1045 | 118.7343 | 0
[83 empty] | 109.1588 | 0 | 0 | 34.9338 | 111.7427 | 0 | 0 | 35.7416 | 114.3267 | 0 | 0 | 36.5494 | 116.9106 | 0 | 0 | 37.3572 | 119.4946 | 0 | 0 | 38.165 | 122.0785 | 0
[83 empty] | 110.4646 | 0 | 0 | 35.3373 | 113.0795 | 0 | 0 | 36.1545 | 115.6943 | 0 | 0 | 36.9716 | 118.3092 | 0 | 0 | 37.7888 | 120.924 | 0 | 0 | 38.6059 | 123.5389 | 0
[83 empty] | 111.102 | 0 | 0 | 35.5549 | 113.7319 | 0 | 0 | 36.3771 | 116.3619 | 0 | 0 | 37.1993 | 118.9918 | 0 | 0 | 38.0215 | 121.6217 | 0 | 0 | 38.8436 | 124.2517 | 0
[83 empty] | 134.3753 | 0 | 0 | 43.019 | 137.5561 | 0 | 0 | 44.0137 | 140.737 | 0 | 0 | 45.0085 | 143.9178 | 0 | 0 | 46.0033 | 147.0987 | 0 | 0 | 46.998 | 150.2796 | 0
[83 empty] | 92.202 | 0 | 0 | 29.5039 | 94.3846 | 0 | 0 | 30.1862 | 96.5671 | 0 | 0 | 30.8684 | 98.7497 | 0 | 0 | 31.5507 | 100.9322 | 0 | 0 | 32.2329 | 103.1148 | 0
[83 empty] | 92.043 | 0 | 0 | 29.4491 | 94.2218 | 0 | 0 | 30.1301 | 96.4006 | 0 | 0 | 30.8111 | 98.5794 | 0 | 0 | 31.4921 | 100.7582 | 0 | 0 | 32.1731 | 102.937 | 0
[83 empty] | 99.476 | 0 | 0 | 31.824 | 101.8308 | 0 | 0 | 32.5599 | 104.1855 | 0 | 0 | 33.2958 | 106.5403 | 0 | 0 | 34.0317 | 108.895 | 0 | 0 | 34.7676 | 111.2497 | 0
[83 empty] | 102.7467 | 0 | 0 | 32.8684 | 105.1789 | 0 | 0 | 33.6284 | 107.611 | 0 | 0 | 34.3885 | 110.0432 | 0 | 0 | 35.1485 | 112.4753 | 0 | 0 | 35.9086 | 114.9075 | 0
[83 empty] | 106.1685 | 0 | 0 | 33.963 | 108.6816 | 0 | 0 | 34.7484 | 111.1948 | 0 | 0 | 35.5337 | 113.7079 | 0 | 0 | 36.3191 | 116.2211 | 0 | 0 | 37.1045 | 118.7343 | 0
[83 empty] | 108.9005 | 0 | 0 | 34.8448 | 111.4783 | 0 | 0 | 35.6506 | 114.0561 | 0 | 0 | 36.4563 | 116.634 | 0 | 0 | 37.2621 | 119.2118 | 0 | 0 | 38.0678 | 121.7896 | 0
[83 empty] | 110.4646 | 0 | 0 | 35.3373 | 113.0795 | 0 | 0 | 36.1545 | 115.6943 | 0 | 0 | 36.9716 | 118.3092 | 0 | 0 | 37.7888 | 120.924 | 0 | 0 | 38.6059 | 123.5389 | 0
[83 empty] | 110.8522 | 0 | 0 | 35.4689 | 113.4762 | 0 | 0 | 36.2891 | 116.1003 | 0 | 0 | 37.1093 | 118.7243 | 0 | 0 | 37.9295 | 121.3483 | 0 | 0 | 38.7496 | 123.9724 | 0
[83 empty] | 133.781 | 0 | 0 | 42.8142 | 136.9478 | 0 | 0 | 43.8043 | 140.1146 | 0 | 0 | 44.7943 | 143.2813 | 0 | 0 | 45.7843 | 146.4481 | 0 | 0 | 46.7744 | 149.6149 | 0
[83 empty] | 92.043 | 0 | 0 | 29.4491 | 94.2218 | 0 | 0 | 30.1301 | 96.4006 | 0 | 0 | 30.8111 | 98.5794 | 0 | 0 | 31.4921 | 100.7582 | 0 | 0 | 32.1731 | 102.937 | 0
[83 empty] | 92.0858 | 0 | 0 | 29.4639 | 94.2656 | 0 | 0 | 30.1452 | 96.4454 | 0 | 0 | 30.8265 | 98.6252 | 0 | 0 | 31.5079 | 100.805 | 0 | 0 | 32.1892 | 102.9848 | 0
[83 empty] | 99.493 | 0 | 0 | 31.8299 | 101.8481 | 0 | 0 | 32.5659 | 104.2033 | 0 | 0 | 33.3019 | 106.5584 | 0 | 0 | 34.038 | 108.9136 | 0 | 0 | 34.774 | 111.2687 | 0
[83 empty] | 102.7467 | 0 | 0 | 32.8684 | 105.1789 | 0 | 0 | 33.6284 | 107.611 | 0 | 0 | 34.3885 | 110.0432 | 0 | 0 | 35.1485 | 112.4753 | 0 | 0 | 35.9086 | 114.9075 | 0
[83 empty] | 106.1685 | 0 | 0 | 33.963 | 108.6816 | 0 | 0 | 34.7484 | 111.1948 | 0 | 0 | 35.5337 | 113.7079 | 0 | 0 | 36.3191 | 116.2211 | 0 | 0 | 37.1045 | 118.7343 | 0
[83 empty] | 108.97 | 0 | 0 | 34.8688 | 111.5495 | 0 | 0 | 35.6751 | 114.129 | 0 | 0 | 36.4814 | 116.7084 | 0 | 0 | 37.2877 | 119.2879 | 0 | 0 | 38.094 | 121.8674 | 0
[83 empty] | 110.4646 | 0 | 0 | 35.3373 | 113.0795 | 0 | 0 | 36.1545 | 115.6943 | 0 | 0 | 36.9716 | 118.3092 | 0 | 0 | 37.7888 | 120.924 | 0 | 0 | 38.6059 | 123.5389 | 0
[83 empty] | 110.9194 | 0 | 0 | 35.4921 | 113.5451 | 0 | 0 | 36.3128 | 116.1707 | 0 | 0 | 37.1335 | 118.7963 | 0 | 0 | 37.9542 | 121.4219 | 0 | 0 | 38.775 | 124.0475 | 0
[83 empty] | 133.941 | 0 | 0 | 42.8693 | 137.1115 | 0 | 0 | 43.8606 | 140.2821 | 0 | 0 | 44.852 | 143.4527 | 0 | 0 | 45.8433 | 146.6233 | 0 | 0 | 46.8346 | 149.7938 | 0
[83 empty] | 92.0858 | 0 | 0 | 29.4639 | 94.2656 | 0 | 0 | 30.1452 | 96.4454 | 0 | 0 | 30.8265 | 98.6252 | 0 | 0 | 31.5079 | 100.805 | 0 | 0 | 32.1892 | 102.9848 | 0
[83 empty] | 88.2496 | 0 | 0 | 28.2374 | 90.3386 | 0 | 0 | 28.8904 | 92.4276 | 0 | 0 | 29.5433 | 94.5166 | 0 | 0 | 30.1963 | 96.6056 | 0 | 0 | 30.8492 | 98.6946 | 0
[83 empty] | 97.0047 | 0 | 0 | 31.0341 | 99.3009 | 0 | 0 | 31.7518 | 101.5971 | 0 | 0 | 32.4694 | 103.8934 | 0 | 0 | 33.187 | 106.1896 | 0 | 0 | 33.9047 | 108.4859 | 0
[83 empty] | 100.8215 | 0 | 0 | 32.2525 | 103.2081 | 0 | 0 | 32.9983 | 105.5947 | 0 | 0 | 33.7441 | 107.9813 | 0 | 0 | 34.49 | 110.3679 | 0 | 0 | 35.2358 | 112.7544 | 0
[83 empty] | 104.9276 | 0 | 0 | 33.5661 | 107.4114 | 0 | 0 | 34.3422 | 109.8952 | 0 | 0 | 35.1184 | 112.379 | 0 | 0 | 35.8946 | 114.8628 | 0 | 0 | 36.6708 | 117.3466 | 0
[83 empty] | 108.6487 | 0 | 0 | 34.7671 | 111.2206 | 0 | 0 | 35.5711 | 113.7925 | 0 | 0 | 36.375 | 116.3643 | 0 | 0 | 37.179 | 118.9362 | 0 | 0 | 37.983 | 121.5081 | 0
[83 empty] | 109.7857 | 0 | 0 | 35.1202 | 112.3845 | 0 | 0 | 35.9323 | 114.9833 | 0 | 0 | 36.7444 | 117.5821 | 0 | 0 | 37.5565 | 120.1809 | 0 | 0 | 38.3686 | 122.7796 | 0
[83 empty] | 110.5013 | 0 | 0 | 35.3594 | 113.117 | 0 | 0 | 36.177 | 115.7327 | 0 | 0 | 36.9947 | 118.3484 | 0 | 0 | 37.8124 | 120.9642 | 0 | 0 | 38.63 | 123.5799 | 0
[83 empty] | 132.5226 | 0 | 0 | 42.4182 | 135.6596 | 0 | 0 | 43.3991 | 138.7966 | 0 | 0 | 44.38 | 141.9336 | 0 | 0 | 45.3609 | 145.0706 | 0 | 0 | 46.3417 | 148.2076 | 0
[83 empty] | 88.2496 | 0 | 0 | 28.2374 | 90.3386 | 0 | 0 | 28.8904 | 92.4276 | 0 | 0 | 29.5433 | 94.5166 | 0 | 0 | 30.1963 | 96.6056 | 0 | 0 | 30.8492 | 98.6946 | 0
[83 empty] | 92.2035 | 0 | 0 | 29.5044 | 94.3861 | 0 | 0 | 30.1867 | 96.5687 | 0 | 0 | 30.869 | 98.7513 | 0 | 0 | 31.5512 | 100.9339 | 0 | 0 | 32.2335 | 103.1165 | 0
[83 empty] | 99.5396 | 0 | 0 | 31.8459 | 101.8959 | 0 | 0 | 32.5823 | 104.2521 | 0 | 0 | 33.3187 | 106.6084 | 0 | 0 | 34.0552 | 108.9646 | 0 | 0 | 34.7916 | 111.3208 | 0
[83 empty] | 102.7467 | 0 | 0 | 32.8684 | 105.1789 | 0 | 0 | 33.6284 | 107.611 | 0 | 0 | 34.3885 | 110.0432 | 0 | 0 | 35.1485 | 112.4753 | 0 | 0 | 35.9086 | 114.9075 | 0
[83 empty] | 106.1685 | 0 | 0 | 33.963 | 108.6816 | 0 | 0 | 34.7484 | 111.1948 | 0 | 0 | 35.5337 | 113.7079 | 0 | 0 | 36.3191 | 116.2211 | 0 | 0 | 37.1045 | 118.7343 | 0
[83 empty] | 109.1612 | 0 | 0 | 34.9346 | 111.7452 | 0 | 0 | 35.7425 | 114.3292 | 0 | 0 | 36.5503 | 116.9132 | 0 | 0 | 37.3581 | 119.4972 | 0 | 0 | 38.166 | 122.0812 | 0
[83 empty] | 110.4646 | 0 | 0 | 35.3373 | 113.0795 | 0 | 0 | 36.1545 | 115.6943 | 0 | 0 | 36.9716 | 118.3092 | 0 | 0 | 37.7888 | 120.924 | 0 | 0 | 38.6059 | 123.5389 | 0
[83 empty] | 111.1043 | 0 | 0 | 35.5558 | 113.7343 | 0 | 0 | 36.378 | 116.3643 | 0 | 0 | 37.2001 | 118.9943 | 0 | 0 | 38.0223 | 121.6243 | 0 | 0 | 38.8445 | 124.2543 | 0
[83 empty] | 134.3809 | 0 | 0 | 43.0209 | 137.5619 | 0 | 0 | 44.0157 | 140.7429 | 0 | 0 | 45.0105 | 143.9238 | 0 | 0 | 46.0053 | 147.1048 | 0 | 0 | 47.0002 | 150.2858 | 0
[83 empty] | 92.2035 | 0 | 0 | 29.5044 | 94.3861 | 0 | 0 | 30.1867 | 96.5687 | 0 | 0 | 30.869 | 98.7513 | 0 | 0 | 31.5512 | 100.9339 | 0 | 0 | 32.2335 | 103.1165 | 0
[83 empty] | 92.2035 | 0 | 0 | 29.5044 | 94.3861 | 0 | 0 | 30.1867 | 96.5687 | 0 | 0 | 30.869 | 98.7513 | 0 | 0 | 31.5512 | 100.9339 | 0 | 0 | 32.2335 | 103.1165 | 0
[83 empty] | 99.5396 | 0 | 0 | 31.8459 | 101.8959 | 0 | 0 | 32.5823 | 104.2521 | 0 | 0 | 33.3187 | 106.6084 | 0 | 0 | 34.0552 | 108.9646 | 0 | 0 | 34.7916 | 111.3208 | 0
[83 empty] | 102.7467 | 0 | 0 | 32.8684 | 105.1789 | 0 | 0 | 33.6284 | 107.611 | 0 | 0 | 34.3885 | 110.0432 | 0 | 0 | 35.1485 | 112.4753 | 0 | 0 | 35.9086 | 114.9075 | 0
[83 empty] | 106.1685 | 0 | 0 | 33.963 | 108.6816 | 0 | 0 | 34.7484 | 111.1948 | 0 | 0 | 35.5337 | 113.7079 | 0 | 0 | 36.3191 | 116.2211 | 0 | 0 | 37.1045 | 118.7343 | 0
[83 empty] | 109.1612 | 0 | 0 | 34.9346 | 111.7452 | 0 | 0 | 35.7425 | 114.3292 | 0 | 0 | 36.5503 | 116.9132 | 0 | 0 | 37.3581 | 119.4972 | 0 | 0 | 38.166 | 122.0812 | 0
[83 empty] | 110.4646 | 0 | 0 | 35.3373 | 113.0795 | 0 | 0 | 36.1545 | 115.6943 | 0 | 0 | 36.9716 | 118.3092 | 0 | 0 | 37.7888 | 120.924 | 0 | 0 | 38.6059 | 123.5389 | 0
[83 empty] | 111.1043 | 0 | 0 | 35.5558 | 113.7343 | 0 | 0 | 36.378 | 116.3643 | 0 | 0 | 37.2001 | 118.9943 | 0 | 0 | 38.0223 | 121.6243 | 0 | 0 | 38.8445 | 124.2543 | 0
[83 empty] | 134.3809 | 0 | 0 | 43.0209 | 137.5619 | 0 | 0 | 44.0157 | 140.7429 | 0 | 0 | 45.0105 | 143.9238 | 0 | 0 | 46.0053 | 147.1048 | 0 | 0 | 47.0002 | 150.2858 | 0
[83 empty] | 92.2035 | 0 | 0 | 29.5044 | 94.3861 | 0 | 0 | 30.1867 | 96.5687 | 0 | 0 | 30.869 | 98.7513 | 0 | 0 | 31.5512 | 100.9339 | 0 | 0 | 32.2335 | 103.1165 | 0
[83 empty] | 92.0423 | 0 | 0 | 29.4489 | 94.2211 | 0 | 0 | 30.1299 | 96.3998 | 0 | 0 | 30.8108 | 98.5786 | 0 | 0 | 31.4918 | 100.7574 | 0 | 0 | 32.1728 | 102.9362 | 0
[83 empty] | 99.4757 | 0 | 0 | 31.8239 | 101.8305 | 0 | 0 | 32.5598 | 104.1852 | 0 | 0 | 33.2957 | 106.5399 | 0 | 0 | 34.0316 | 108.8947 | 0 | 0 | 34.7675 | 111.2494 | 0
[83 empty] | 102.7467 | 0 | 0 | 32.8684 | 105.1789 | 0 | 0 | 33.6284 | 107.611 | 0 | 0 | 34.3885 | 110.0432 | 0 | 0 | 35.1485 | 112.4753 | 0 | 0 | 35.9086 | 114.9075 | 0
[83 empty] | 106.1685 | 0 | 0 | 33.963 | 108.6816 | 0 | 0 | 34.7484 | 111.1948 | 0 | 0 | 35.5337 | 113.7079 | 0 | 0 | 36.3191 | 116.2211 | 0 | 0 | 37.1045 | 118.7343 | 0
[83 empty] | 108.8993 | 0 | 0 | 34.8444 | 111.4771 | 0 | 0 | 35.6501 | 114.0549 | 0 | 0 | 36.4559 | 116.6327 | 0 | 0 | 37.2616 | 119.2105 | 0 | 0 | 38.0674 | 121.7883 | 0
[83 empty] | 110.4646 | 0 | 0 | 35.3373 | 113.0795 | 0 | 0 | 36.1545 | 115.6943 | 0 | 0 | 36.9716 | 118.3092 | 0 | 0 | 37.7888 | 120.924 | 0 | 0 | 38.6059 | 123.5389 | 0
[83 empty] | 110.851 | 0 | 0 | 35.4685 | 113.4751 | 0 | 0 | 36.2887 | 116.0991 | 0 | 0 | 37.1089 | 118.7231 | 0 | 0 | 37.929 | 121.3471 | 0 | 0 | 38.7492 | 123.9711 | 0
[83 empty] | 133.7782 | 0 | 0 | 42.8133 | 136.945 | 0 | 0 | 43.8033 | 140.1117 | 0 | 0 | 44.7933 | 143.2784 | 0 | 0 | 45.7833 | 146.4451 | 0 | 0 | 46.7733 | 149.6119 | 0
[83 empty] | 92.0423 | 0 | 0 | 29.4489 | 94.2211 | 0 | 0 | 30.1299 | 96.3998 | 0 | 0 | 30.8108 | 98.5786 | 0 | 0 | 31.4918 | 100.7574 | 0 | 0 | 32.1728 | 102.9362 | 0
[83 empty] | 92.0423 | 0 | 0 | 29.4489 | 94.2211 | 0 | 0 | 30.1299 | 96.3998 | 0 | 0 | 30.8108 | 98.5786 | 0 | 0 | 31.4918 | 100.7574 | 0 | 0 | 32.1728 | 102.9362 | 0
[83 empty] | 99.4757 | 0 | 0 | 31.8239 | 101.8305 | 0 | 0 | 32.5598 | 104.1852 | 0 | 0 | 33.2957 | 106.5399 | 0 | 0 | 34.0316 | 108.8947 | 0 | 0 | 34.7675 | 111.2494 | 0
[83 empty] | 102.7467 | 0 | 0 | 32.8684 | 105.1789 | 0 | 0 | 33.6284 | 107.611 | 0 | 0 | 34.3885 | 110.0432 | 0 | 0 | 35.1485 | 112.4753 | 0 | 0 | 35.9086 | 114.9075 | 0
[83 empty] | 106.1685 | 0 | 0 | 33.963 | 108.6816 | 0 | 0 | 34.7484 | 111.1948 | 0 | 0 | 35.5337 | 113.7079 | 0 | 0 | 36.3191 | 116.2211 | 0 | 0 | 37.1045 | 118.7343 | 0
[83 empty] | 108.8993 | 0 | 0 | 34.8444 | 111.4771 | 0 | 0 | 35.6501 | 114.0549 | 0 | 0 | 36.4559 | 116.6327 | 0 | 0 | 37.2616 | 119.2105 | 0 | 0 | 38.0674 | 121.7883 | 0
[83 empty] | 110.4646 | 0 | 0 | 35.3373 | 113.0795 | 0 | 0 | 36.1545 | 115.6943 | 0 | 0 | 36.9716 | 118.3092 | 0 | 0 | 37.7888 | 120.924 | 0 | 0 | 38.6059 | 123.5389 | 0
[83 empty] | 110.851 | 0 | 0 | 35.4685 | 113.4751 | 0 | 0 | 36.2887 | 116.0991 | 0 | 0 | 37.1089 | 118.7231 | 0 | 0 | 37.929 | 121.3471 | 0 | 0 | 38.7492 | 123.9711 | 0
[83 empty] | 133.7782 | 0 | 0 | 42.8133 | 136.945 | 0 | 0 | 43.8033 | 140.1117 | 0 | 0 | 44.7933 | 143.2784 | 0 | 0 | 45.7833 | 146.4451 | 0 | 0 | 46.7733 | 149.6119 | 0
[83 empty] | 92.0423 | 0 | 0 | 29.4489 | 94.2211 | 0 | 0 | 30.1299 | 96.3998 | 0 | 0 | 30.8108 | 98.5786 | 0 | 0 | 31.4918 | 100.7574 | 0 | 0 | 32.1728 | 102.9362 | 0
[83 empty] | 91.803 | 0 | 0 | 29.3732 | 93.9762 | 0 | 0 | 30.0524 | 96.1493 | 0 | 0 | 30.7317 | 98.3224 | 0 | 0 | 31.4109 | 100.4955 | 0 | 0 | 32.0901 | 102.6686 | 0
[83 empty] | 99.3123 | 0 | 0 | 31.772 | 101.6631 | 0 | 0 | 32.5067 | 104.014 | 0 | 0 | 33.2414 | 106.3649 | 0 | 0 | 33.9761 | 108.7157 | 0 | 0 | 34.7108 | 111.0666 | 0
[83 empty] | 102.6102 | 0 | 0 | 32.8247 | 105.0391 | 0 | 0 | 33.5838 | 107.468 | 0 | 0 | 34.3428 | 109.8969 | 0 | 0 | 35.1018 | 112.3259 | 0 | 0 | 35.8609 | 114.7548 | 0
[83 empty] | 106.0804 | 0 | 0 | 33.9349 | 108.5915 | 0 | 0 | 34.7196 | 111.1026 | 0 | 0 | 35.5043 | 113.6137 | 0 | 0 | 36.289 | 116.1248 | 0 | 0 | 37.0737 | 118.6358 | 0
[83 empty] | 108.9298 | 0 | 0 | 34.8556 | 111.5084 | 0 | 0 | 35.6616 | 114.0869 | 0 | 0 | 36.4676 | 116.6654 | 0 | 0 | 37.2736 | 119.2439 | 0 | 0 | 38.0796 | 121.8225 | 0
[83 empty] | 110.4165 | 0 | 0 | 35.3219 | 113.0302 | 0 | 0 | 36.1387 | 115.6439 | 0 | 0 | 36.9555 | 118.2576 | 0 | 0 | 37.7723 | 120.8713 | 0 | 0 | 38.5891 | 123.4851 | 0
[83 empty] | 110.873 | 0 | 0 | 35.4769 | 113.4975 | 0 | 0 | 36.2972 | 116.122 | 0 | 0 | 37.1176 | 118.7465 | 0 | 0 | 37.938 | 121.3711 | 0 | 0 | 38.7583 | 123.9956 | 0
[83 empty] | 133.8004 | 0 | 0 | 42.8236 | 136.9676 | 0 | 0 | 43.8138 | 140.1349 | 0 | 0 | 44.8041 | 143.3021 | 0 | 0 | 45.7943 | 146.4694 | 0 | 0 | 46.7846 | 149.6366 | 0
[83 empty] | 91.803 | 0 | 0 | 29.3732 | 93.9762 | 0 | 0 | 30.0524 | 96.1493 | 0 | 0 | 30.7317 | 98.3224 | 0 | 0 | 31.4109 | 100.4955 | 0 | 0 | 32.0901 | 102.6686 | 0
[83 empty] | 90.8902 | 0 | 0 | 29.0811 | 93.0417 | 0 | 0 | 29.7536 | 95.1932 | 0 | 0 | 30.4261 | 97.3447 | 0 | 0 | 31.0985 | 99.4962 | 0 | 0 | 31.771 | 101.6477 | 0
[83 empty] | 98.7229 | 0 | 0 | 31.5834 | 101.0598 | 0 | 0 | 32.3137 | 103.3967 | 0 | 0 | 33.0441 | 105.7337 | 0 | 0 | 33.7744 | 108.0706 | 0 | 0 | 34.5047 | 110.4075 | 0
[83 empty] | 102.1575 | 0 | 0 | 32.6799 | 104.5757 | 0 | 0 | 33.4356 | 106.9939 | 0 | 0 | 34.1913 | 109.4122 | 0 | 0 | 34.947 | 111.8304 | 0 | 0 | 35.7027 | 114.2486 | 0
[83 empty] | 105.7887 | 0 | 0 | 33.8415 | 108.2929 | 0 | 0 | 34.6241 | 110.7971 | 0 | 0 | 35.4066 | 113.3012 | 0 | 0 | 36.1892 | 115.8054 | 0 | 0 | 36.9717 | 118.3096 | 0
[83 empty] | 108.8367 | 0 | 0 | 34.8256 | 111.413 | 0 | 0 | 35.6309 | 113.9893 | 0 | 0 | 36.4362 | 116.5656 | 0 | 0 | 37.2415 | 119.1419 | 0 | 0 | 38.0468 | 121.7183 | 0
[83 empty] | 110.2568 | 0 | 0 | 35.2709 | 112.8668 | 0 | 0 | 36.0865 | 115.4767 | 0 | 0 | 36.9021 | 118.0867 | 0 | 0 | 37.7177 | 120.6966 | 0 | 0 | 38.5333 | 123.3065 | 0
[83 empty] | 110.7576 | 0 | 0 | 35.4398 | 113.3794 | 0 | 0 | 36.2593 | 116.0012 | 0 | 0 | 37.0788 | 118.623 | 0 | 0 | 37.8983 | 121.2447 | 0 | 0 | 38.7178 | 123.8665 | 0
[83 empty] | 133.4263 | 0 | 0 | 42.7035 | 136.5847 | 0 | 0 | 43.691 | 139.7431 | 0 | 0 | 44.6785 | 142.9015 | 0 | 0 | 45.6659 | 146.0598 | 0 | 0 | 46.6534 | 149.2182 | 0
[83 empty] | 90.8902 | 0 | 0 | 29.0811 | 93.0417 | 0 | 0 | 29.7536 | 95.1932 | 0 | 0 | 30.4261 | 97.3447 | 0 | 0 | 31.0985 | 99.4962 | 0 | 0 | 31.771 | 101.6477 | 0
[83 empty] | 91.6935 | 0 | 0 | 29.3395 | 93.864 | 0 | 0 | 30.0179 | 96.0345 | 0 | 0 | 30.6964 | 98.205 | 0 | 0 | 31.3748 | 100.3755 | 0 | 0 | 32.0533 | 102.546 | 0
[83 empty] | 99.2277 | 0 | 0 | 31.7455 | 101.5766 | 0 | 0 | 32.4795 | 103.9255 | 0 | 0 | 33.2136 | 106.2743 | 0 | 0 | 33.9477 | 108.6232 | 0 | 0 | 34.6818 | 110.9721 | 0
[83 empty] | 102.5284 | 0 | 0 | 32.7986 | 104.9554 | 0 | 0 | 33.557 | 107.3824 | 0 | 0 | 34.3154 | 109.8094 | 0 | 0 | 35.0739 | 112.2364 | 0 | 0 | 35.8323 | 114.6634 | 0
[83 empty] | 106.0278 | 0 | 0 | 33.918 | 108.5376 | 0 | 0 | 34.7023 | 111.0474 | 0 | 0 | 35.4866 | 113.5573 | 0 | 0 | 36.271 | 116.0671 | 0 | 0 | 37.0553 | 118.5769 | 0
[83 empty] | 109.0027 | 0 | 0 | 34.8811 | 111.583 | 0 | 0 | 35.6877 | 114.1632 | 0 | 0 | 36.4942 | 116.7435 | 0 | 0 | 37.3008 | 119.3237 | 0 | 0 | 38.1074 | 121.904 | 0
[83 empty] | 110.3876 | 0 | 0 | 35.3127 | 113.0007 | 0 | 0 | 36.1293 | 115.6137 | 0 | 0 | 36.9459 | 118.2268 | 0 | 0 | 37.7624 | 120.8398 | 0 | 0 | 38.579 | 123.4528 | 0
[83 empty] | 110.9389 | 0 | 0 | 35.5001 | 113.565 | 0 | 0 | 36.321 | 116.191 | 0 | 0 | 37.1419 | 118.8171 | 0 | 0 | 37.9628 | 121.4432 | 0 | 0 | 38.7837 | 124.0693 | 0
[83 empty] | 133.9392 | 0 | 0 | 42.873 | 137.1098 | 0 | 0 | 43.8644 | 140.2803 | 0 | 0 | 44.8558 | 143.4508 | 0 | 0 | 45.8472 | 146.6214 | 0 | 0 | 46.8386 | 149.7919 | 0
[83 empty] | 91.6935 | 0 | 0 | 29.3395 | 93.864 | 0 | 0 | 30.0179 | 96.0345 | 0 | 0 | 30.6964 | 98.205 | 0 | 0 | 31.3748 | 100.3755 | 0 | 0 | 32.0533 | 102.546 | 0
[83 empty] | 91.6935 | 0 | 0 | 29.3395 | 93.864 | 0 | 0 | 30.0179 | 96.0345 | 0 | 0 | 30.6964 | 98.205 | 0 | 0 | 31.3748 | 100.3755 | 0 | 0 | 32.0533 | 102.546 | 0
[83 empty] | 99.2277 | 0 | 0 | 31.7455 | 101.5766 | 0 | 0 | 32.4795 | 103.9255 | 0 | 0 | 33.2136 | 106.2743 | 0 | 0 | 33.9477 | 108.6232 | 0 | 0 | 34.6818 | 110.9721 | 0
[83 empty] | 102.5284 | 0 | 0 | 32.7986 | 104.9554 | 0 | 0 | 33.557 | 107.3824 | 0 | 0 | 34.3154 | 109.8094 | 0 | 0 | 35.0739 | 112.2364 | 0 | 0 | 35.8323 | 114.6634 | 0
[83 empty] | 106.0278 | 0 | 0 | 33.918 | 108.5376 | 0 | 0 | 34.7023 | 111.0474 | 0 | 0 | 35.4866 | 113.5573 | 0 | 0 | 36.271 | 116.0671 | 0 | 0 | 37.0553 | 118.5769 | 0
[83 empty] | 109.0027 | 0 | 0 | 34.8811 | 111.583 | 0 | 0 | 35.6877 | 114.1632 | 0 | 0 | 36.4942 | 116.7435 | 0 | 0 | 37.3008 | 119.3237 | 0 | 0 | 38.1074 | 121.904 | 0
[83 empty] | 110.3876 | 0 | 0 | 35.3127 | 113.0007 | 0 | 0 | 36.1293 | 115.6137 | 0 | 0 | 36.9459 | 118.2268 | 0 | 0 | 37.7624 | 120.8398 | 0 | 0 | 38.579 | 123.4528 | 0
[83 empty] | 110.9389 | 0 | 0 | 35.5001 | 113.565 | 0 | 0 | 36.321 | 116.191 | 0 | 0 | 37.1419 | 118.8171 | 0 | 0 | 37.9628 | 121.4432 | 0 | 0 | 38.7837 | 124.0693 | 0
[83 empty] | 133.9392 | 0 | 0 | 42.873 | 137.1098 | 0 | 0 | 43.8644 | 140.2803 | 0 | 0 | 44.8558 | 143.4508 | 0 | 0 | 45.8472 | 146.6214 | 0 | 0 | 46.8386 | 149.7919 | 0
[83 empty] | 91.6935 | 0 | 0 | 29.3395 | 93.864 | 0 | 0 | 30.0179 | 96.0345 | 0 | 0 | 30.6964 | 98.205 | 0 | 0 | 31.3748 | 100.3755 | 0 | 0 | 32.0533 | 102.546 | 0
[83 empty] | 92.2035 | 0 | 0 | 29.5044 | 94.3861 | 0 | 0 | 30.1867 | 96.5687 | 0 | 0 | 30.869 | 98.7513 | 0 | 0 | 31.5512 | 100.9339 | 0 | 0 | 32.2335 | 103.1165 | 0
[83 empty] | 99.5396 | 0 | 0 | 31.8459 | 101.8959 | 0 | 0 | 32.5823 | 104.2521 | 0 | 0 | 33.3187 | 106.6084 | 0 | 0 | 34.0552 | 108.9646 | 0 | 0 | 34.7916 | 111.3208 | 0
[83 empty] | 102.7467 | 0 | 0 | 32.8684 | 105.1789 | 0 | 0 | 33.6284 | 107.611 | 0 | 0 | 34.3885 | 110.0432 | 0 | 0 | 35.1485 | 112.4753 | 0 | 0 | 35.9086 | 114.9075 | 0
[83 empty] | 106.1685 | 0 | 0 | 33.963 | 108.6816 | 0 | 0 | 34.7484 | 111.1948 | 0 | 0 | 35.5337 | 113.7079 | 0 | 0 | 36.3191 | 116.2211 | 0 | 0 | 37.1045 | 118.7343 | 0
[83 empty] | 109.1612 | 0 | 0 | 34.9346 | 111.7452 | 0 | 0 | 35.7425 | 114.3292 | 0 | 0 | 36.5503 | 116.9132 | 0 | 0 | 37.3581 | 119.4972 | 0 | 0 | 38.166 | 122.0812 | 0
[83 empty] | 110.4646 | 0 | 0 | 35.3373 | 113.0795 | 0 | 0 | 36.1545 | 115.6943 | 0 | 0 | 36.9716 | 118.3092 | 0 | 0 | 37.7888 | 120.924 | 0 | 0 | 38.6059 | 123.5389 | 0
[83 empty] | 111.1043 | 0 | 0 | 35.5558 | 113.7343 | 0 | 0 | 36.378 | 116.3643 | 0 | 0 | 37.2001 | 118.9943 | 0 | 0 | 38.0223 | 121.6243 | 0 | 0 | 38.8445 | 124.2543 | 0
[83 empty] | 134.3809 | 0 | 0 | 43.0209 | 137.5619 | 0 | 0 | 44.0157 | 140.7429 | 0 | 0 | 45.0105 | 143.9238 | 0 | 0 | 46.0053 | 147.1048 | 0 | 0 | 47.0002 | 150.2858 | 0
[83 empty] | 92.2035 | 0 | 0 | 29.5044 | 94.3861 | 0 | 0 | 30.1867 | 96.5687 | 0 | 0 | 30.869 | 98.7513 | 0 | 0 | 31.5512 | 100.9339 | 0 | 0 | 32.2335 | 103.1165 | 0
[83 empty] | 92.2035 | 0 | 0 | 29.5044 | 94.3861 | 0 | 0 | 30.1867 | 96.5687 | 0 | 0 | 30.869 | 98.7513 | 0 | 0 | 31.5512 | 100.9339 | 0 | 0 | 32.2335 | 103.1165 | 0
[83 empty] | 99.5396 | 0 | 0 | 31.8459 | 101.8959 | 0 | 0 | 32.5823 | 104.2521 | 0 | 0 | 33.3187 | 106.6084 | 0 | 0 | 34.0552 | 108.9646 | 0 | 0 | 34.7916 | 111.3208 | 0
[83 empty] | 102.7467 | 0 | 0 | 32.8684 | 105.1789 | 0 | 0 | 33.6284 | 107.611 | 0 | 0 | 34.3885 | 110.0432 | 0 | 0 | 35.1485 | 112.4753 | 0 | 0 | 35.9086 | 114.9075 | 0
[83 empty] | 106.1685 | 0 | 0 | 33.963 | 108.6816 | 0 | 0 | 34.7484 | 111.1948 | 0 | 0 | 35.5337 | 113.7079 | 0 | 0 | 36.3191 | 116.2211 | 0 | 0 | 37.1045 | 118.7343 | 0
[83 empty] | 109.1612 | 0 | 0 | 34.9346 | 111.7452 | 0 | 0 | 35.7425 | 114.3292 | 0 | 0 | 36.5503 | 116.9132 | 0 | 0 | 37.3581 | 119.4972 | 0 | 0 | 38.166 | 122.0812 | 0
[83 empty] | 110.4646 | 0 | 0 | 35.3373 | 113.0795 | 0 | 0 | 36.1545 | 115.6943 | 0 | 0 | 36.9716 | 118.3092 | 0 | 0 | 37.7888 | 120.924 | 0 | 0 | 38.6059 | 123.5389 | 0
[83 empty] | 111.1043 | 0 | 0 | 35.5558 | 113.7343 | 0 | 0 | 36.378 | 116.3643 | 0 | 0 | 37.2001 | 118.9943 | 0 | 0 | 38.0223 | 121.6243 | 0 | 0 | 38.8445 | 124.2543 | 0
[83 empty] | 134.3809 | 0 | 0 | 43.0209 | 137.5619 | 0 | 0 | 44.0157 | 140.7429 | 0 | 0 | 45.0105 | 143.9238 | 0 | 0 | 46.0053 | 147.1048 | 0 | 0 | 47.0002 | 150.2858 | 0
[83 empty] | 92.2035 | 0 | 0 | 29.5044 | 94.3861 | 0 | 0 | 30.1867 | 96.5687 | 0 | 0 | 30.869 | 98.7513 | 0 | 0 | 31.5512 | 100.9339 | 0 | 0 | 32.2335 | 103.1165 | 0
[83 empty] | 88.6147 | 0 | 0 | 28.3537 | 90.7123 | 0 | 0 | 29.0093 | 92.8099 | 0 | 0 | 29.665 | 94.9076 | 0 | 0 | 30.3206 | 97.0052 | 0 | 0 | 30.9763 | 99.1029 | 0
[83 empty] | 97.2461 | 0 | 0 | 31.1112 | 99.5481 | 0 | 0 | 31.8306 | 101.8501 | 0 | 0 | 32.55 | 104.152 | 0 | 0 | 33.2694 | 106.454 | 0 | 0 | 33.9888 | 108.7559 | 0
[83 empty] | 101.014 | 0 | 0 | 32.3141 | 103.4052 | 0 | 0 | 33.0613 | 105.7963 | 0 | 0 | 33.8086 | 108.1875 | 0 | 0 | 34.5558 | 110.5786 | 0 | 0 | 35.303 | 112.9698 | 0
[83 empty] | 105.0517 | 0 | 0 | 33.6058 | 107.5384 | 0 | 0 | 34.3829 | 110.0251 | 0 | 0 | 35.16 | 112.5119 | 0 | 0 | 35.9371 | 114.9986 | 0 | 0 | 36.7142 | 117.4853 | 0
[83 empty] | 108.6507 | 0 | 0 | 34.7669 | 111.2226 | 0 | 0 | 35.5709 | 113.7946 | 0 | 0 | 36.3748 | 116.3665 | 0 | 0 | 37.1788 | 118.9384 | 0 | 0 | 37.9827 | 121.5103 | 0
[83 empty] | 109.8536 | 0 | 0 | 35.1419 | 112.454 | 0 | 0 | 35.9545 | 115.0544 | 0 | 0 | 36.7671 | 117.6548 | 0 | 0 | 37.5797 | 120.2552 | 0 | 0 | 38.3924 | 122.8556 | 0
[83 empty] | 110.5139 | 0 | 0 | 35.3626 | 113.13 | 0 | 0 | 36.1804 | 115.746 | 0 | 0 | 36.9981 | 118.362 | 0 | 0 | 37.8158 | 120.978 | 0 | 0 | 38.6335 | 123.5941 | 0
[83 empty] | 132.5951 | 0 | 0 | 42.4394 | 135.7338 | 0 | 0 | 43.4208 | 138.8725 | 0 | 0 | 44.4022 | 142.0112 | 0 | 0 | 45.3836 | 145.15 | 0 | 0 | 46.3649 | 148.2887 | 0
[83 empty] | 88.6147 | 0 | 0 | 28.3537 | 90.7123 | 0 | 0 | 29.0093 | 92.8099 | 0 | 0 | 29.665 | 94.9076 | 0 | 0 | 30.3206 | 97.0052 | 0 | 0 | 30.9763 | 99.1029 | 0
[83 empty] | 88.6147 | 0 | 0 | 28.3537 | 90.7123 | 0 | 0 | 29.0093 | 92.8099 | 0 | 0 | 29.665 | 94.9076 | 0 | 0 | 30.3206 | 97.0052 | 0 | 0 | 30.9763 | 99.1029 | 0
[83 empty] | 97.2461 | 0 | 0 | 31.1112 | 99.5481 | 0 | 0 | 31.8306 | 101.8501 | 0 | 0 | 32.55 | 104.152 | 0 | 0 | 33.2694 | 106.454 | 0 | 0 | 33.9888 | 108.7559 | 0
[83 empty] | 101.014 | 0 | 0 | 32.3141 | 103.4052 | 0 | 0 | 33.0613 | 105.7963 | 0 | 0 | 33.8086 | 108.1875 | 0 | 0 | 34.5558 | 110.5786 | 0 | 0 | 35.303 | 112.9698 | 0
[83 empty] | 105.0517 | 0 | 0 | 33.6058 | 107.5384 | 0 | 0 | 34.3829 | 110.0251 | 0 | 0 | 35.16 | 112.5119 | 0 | 0 | 35.9371 | 114.9986 | 0 | 0 | 36.7142 | 117.4853 | 0
[83 empty] | 108.6507 | 0 | 0 | 34.7669 | 111.2226 | 0 | 0 | 35.5709 | 113.7946 | 0 | 0 | 36.3748 | 116.3665 | 0 | 0 | 37.1788 | 118.9384 | 0 | 0 | 37.9827 | 121.5103 | 0
[83 empty] | 109.8536 | 0 | 0 | 35.1419 | 112.454 | 0 | 0 | 35.9545 | 115.0544 | 0 | 0 | 36.7671 | 117.6548 | 0 | 0 | 37.5797 | 120.2552 | 0 | 0 | 38.3924 | 122.8556 | 0
[83 empty] | 110.5139 | 0 | 0 | 35.3626 | 113.13 | 0 | 0 | 36.1804 | 115.746 | 0 | 0 | 36.9981 | 118.362 | 0 | 0 | 37.8158 | 120.978 | 0 | 0 | 38.6335 | 123.5941 | 0
[83 empty] | 132.5951 | 0 | 0 | 42.4394 | 135.7338 | 0 | 0 | 43.4208 | 138.8725 | 0 | 0 | 44.4022 | 142.0112 | 0 | 0 | 45.3836 | 145.15 | 0 | 0 | 46.3649 | 148.2887 | 0
[83 empty] | 88.6147 | 0 | 0 | 28.3537 | 90.7123 | 0 | 0 | 29.0093 | 92.8099 | 0 | 0 | 29.665 | 94.9076 | 0 | 0 | 30.3206 | 97.0052 | 0 | 0 | 30.9763 | 99.1029 | 0
[83 empty] | 47.1791 | 0 | 0 | 48.03 | 48.03 | 0 | 0 | 48.8809 | 48.8809 | 0 | 0 | 49.7318 | 49.7318 | 0 | 0 | 50.5827 | 50.5827 | 0 | 0 | 51.4336 | 51.4336 | 0
[83 empty] | 47.1791 | 0 | 0 | 48.03 | 48.03 | 0 | 0 | 48.8809 | 48.8809 | 0 | 0 | 49.7318 | 49.7318 | 0 | 0 | 50.5827 | 50.5827 | 0 | 0 | 51.4336 | 51.4336 | 0
[83 empty] | 47.1791 | 0 | 0 | 48.03 | 48.03 | 0 | 0 | 48.8809 | 48.8809 | 0 | 0 | 49.7318 | 49.7318 | 0 | 0 | 50.5827 | 50.5827 | 0 | 0 | 51.4336 | 51.4336 | 0
[83 empty] | 47.1791 | 0 | 0 | 48.03 | 48.03 | 0 | 0 | 48.8809 | 48.8809 | 0 | 0 | 49.7318 | 49.7318 | 0 | 0 | 50.5827 | 50.5827 | 0 | 0 | 51.4336 | 51.4336 | 0
[83 empty] | 47.1791 | 0 | 0 | 48.03 | 48.03 | 0 | 0 | 48.8809 | 48.8809 | 0 | 0 | 49.7318 | 49.7318 | 0 | 0 | 50.5827 | 50.5827 | 0 | 0 | 51.4336 | 51.4336 | 0
[83 empty] | 47.1791 | 0 | 0 | 48.03 | 48.03 | 0 | 0 | 48.8809 | 48.8809 | 0 | 0 | 49.7318 | 49.7318 | 0 | 0 | 50.5827 | 50.5827 | 0 | 0 | 51.4336 | 51.4336 | 0
[83 empty] | 47.1791 | 0 | 0 | 48.03 | 48.03 | 0 | 0 | 48.8809 | 48.8809 | 0 | 0 | 49.7318 | 49.7318 | 0 | 0 | 50.5827 | 50.5827 | 0 | 0 | 51.4336 | 51.4336 | 0
[83 empty] | 47.1791 | 0 | 0 | 48.03 | 48.03 | 0 | 0 | 48.8809 | 48.8809 | 0 | 0 | 49.7318 | 49.7318 | 0 | 0 | 50.5827 | 50.5827 | 0 | 0 | 51.4336 | 51.4336 | 0
[83 empty] | 47.1791 | 0 | 0 | 48.03 | 48.03 | 0 | 0 | 48.8809 | 48.8809 | 0 | 0 | 49.7318 | 49.7318 | 0 | 0 | 50.5827 | 50.5827 | 0 | 0 | 51.4336 | 51.4336 | 0
[83 empty] | 47.1791 | 0 | 0 | 48.03 | 48.03 | 0 | 0 | 48.8809 | 48.8809 | 0 | 0 | 49.7318 | 49.7318 | 0 | 0 | 50.5827 | 50.5827 | 0 | 0 | 51.4336 | 51.4336 | 0
[83 empty] | 47.1791 | 0 | 0 | 48.03 | 48.03 | 0 | 0 | 48.8809 | 48.8809 | 0 | 0 | 49.7318 | 49.7318 | 0 | 0 | 50.5827 | 50.5827 | 0 | 0 | 51.4336 | 51.4336 | 0
[83 empty] | 47.1791 | 0 | 0 | 48.03 | 48.03 | 0 | 0 | 48.8809 | 48.8809 | 0 | 0 | 49.7318 | 49.7318 | 0 | 0 | 50.5827 | 50.5827 | 0 | 0 | 51.4336 | 51.4336 | 0
[83 empty] | 47.1791 | 0 | 0 | 48.03 | 48.03 | 0 | 0 | 48.8809 | 48.8809 | 0 | 0 | 49.7318 | 49.7318 | 0 | 0 | 50.5827 | 50.5827 | 0 | 0 | 51.4336 | 51.4336 | 0
[83 empty] | 47.1791 | 0 | 0 | 48.03 | 48.03 | 0 | 0 | 48.8809 | 48.8809 | 0 | 0 | 49.7318 | 49.7318 | 0 | 0 | 50.5827 | 50.5827 | 0 | 0 | 51.4336 | 51.4336 | 0
[83 empty] | 47.1791 | 0 | 0 | 48.03 | 48.03 | 0 | 0 | 48.8809 | 48.8809 | 0 | 0 | 49.7318 | 49.7318 | 0 | 0 | 50.5827 | 50.5827 | 0 | 0 | 51.4336 | 51.4336 | 0
[83 empty] | 47.1791 | 0 | 0 | 48.03 | 48.03 | 0 | 0 | 48.8809 | 48.8809 | 0 | 0 | 49.7318 | 49.7318 | 0 | 0 | 50.5827 | 50.5827 | 0 | 0 | 51.4336 | 51.4336 | 0
[83 empty] | 47.1791 | 0 | 0 | 48.03 | 48.03 | 0 | 0 | 48.8809 | 48.8809 | 0 | 0 | 49.7318 | 49.7318 | 0 | 0 | 50.5827 | 50.5827 | 0 | 0 | 51.4336 | 51.4336 | 0
[83 empty] | 47.1791 | 0 | 0 | 48.03 | 48.03 | 0 | 0 | 48.8809 | 48.8809 | 0 | 0 | 49.7318 | 49.7318 | 0 | 0 | 50.5827 | 50.5827 | 0 | 0 | 51.4336 | 51.4336 | 0
[83 empty] | 47.1791 | 0 | 0 | 48.03 | 48.03 | 0 | 0 | 48.8809 | 48.8809 | 0 | 0 | 49.7318 | 49.7318 | 0 | 0 | 50.5827 | 50.5827 | 0 | 0 | 51.4336 | 51.4336 | 0
[83 empty] | 47.1791 | 0 | 0 | 48.03 | 48.03 | 0 | 0 | 48.8809 | 48.8809 | 0 | 0 | 49.7318 | 49.7318 | 0 | 0 | 50.5827 | 50.5827 | 0 | 0 | 51.4336 | 51.4336 | 0
[83 empty] | 47.1791 | 0 | 0 | 48.03 | 48.03 | 0 | 0 | 48.8809 | 48.8809 | 0 | 0 | 49.7318 | 49.7318 | 0 | 0 | 50.5827 | 50.5827 | 0 | 0 | 51.4336 | 51.4336 | 0
[83 empty] | 47.1791 | 0 | 0 | 48.03 | 48.03 | 0 | 0 | 48.8809 | 48.8809 | 0 | 0 | 49.7318 | 49.7318 | 0 | 0 | 50.5827 | 50.5827 | 0 | 0 | 51.4336 | 51.4336 | 0
[83 empty] | 47.1791 | 0 | 0 | 48.03 | 48.03 | 0 | 0 | 48.8809 | 48.8809 | 0 | 0 | 49.7318 | 49.7318 | 0 | 0 | 50.5827 | 50.5827 | 0 | 0 | 51.4336 | 51.4336 | 0
[83 empty] | 47.1791 | 0 | 0 | 48.03 | 48.03 | 0 | 0 | 48.8809 | 48.8809 | 0 | 0 | 49.7318 | 49.7318 | 0 | 0 | 50.5827 | 50.5827 | 0 | 0 | 51.4336 | 51.4336 | 0
[83 empty] | 47.1791 | 0 | 0 | 48.03 | 48.03 | 0 | 0 | 48.8809 | 48.8809 | 0 | 0 | 49.7318 | 49.7318 | 0 | 0 | 50.5827 | 50.5827 | 0 | 0 | 51.4336 | 51.4336 | 0
[83 empty] | 47.1791 | 0 | 0 | 48.03 | 48.03 | 0 | 0 | 48.8809 | 48.8809 | 0 | 0 | 49.7318 | 49.7318 | 0 | 0 | 50.5827 | 50.5827 | 0 | 0 | 51.4336 | 51.4336 | 0
[83 empty] | 47.1791 | 0 | 0 | 48.03 | 48.03 | 0 | 0 | 48.8809 | 48.8809 | 0 | 0 | 49.7318 | 49.7318 | 0 | 0 | 50.5827 | 50.5827 | 0 | 0 | 51.4336 | 51.4336 | 0
[83 empty] | 47.1791 | 0 | 0 | 48.03 | 48.03 | 0 | 0 | 48.8809 | 48.8809 | 0 | 0 | 49.7318 | 49.7318 | 0 | 0 | 50.5827 | 50.5827 | 0 | 0 | 51.4336 | 51.4336 | 0
[83 empty] | 47.1791 | 0 | 0 | 48.03 | 48.03 | 0 | 0 | 48.8809 | 48.8809 | 0 | 0 | 49.7318 | 49.7318 | 0 | 0 | 50.5827 | 50.5827 | 0 | 0 | 51.4336 | 51.4336 | 0
[83 empty] | 47.1791 | 0 | 0 | 48.03 | 48.03 | 0 | 0 | 48.8809 | 48.8809 | 0 | 0 | 49.7318 | 49.7318 | 0 | 0 | 50.5827 | 50.5827 | 0 | 0 | 51.4336 | 51.4336 | 0
[83 empty] | 47.1791 | 0 | 0 | 48.03 | 48.03 | 0 | 0 | 48.8809 | 48.8809 | 0 | 0 | 49.7318 | 49.7318 | 0 | 0 | 50.5827 | 50.5827 | 0 | 0 | 51.4336 | 51.4336 | 0
[83 empty] | 47.1791 | 0 | 0 | 48.03 | 48.03 | 0 | 0 | 48.8809 | 48.8809 | 0 | 0 | 49.7318 | 49.7318 | 0 | 0 | 50.5827 | 50.5827 | 0 | 0 | 51.4336 | 51.4336 | 0
[83 empty] | 47.1791 | 0 | 0 | 48.03 | 48.03 | 0 | 0 | 48.8809 | 48.8809 | 0 | 0 | 49.7318 | 49.7318 | 0 | 0 | 50.5827 | 50.5827 | 0 | 0 | 51.4336 | 51.4336 | 0
[83 empty] | 47.1791 | 0 | 0 | 48.03 | 48.03 | 0 | 0 | 48.8809 | 48.8809 | 0 | 0 | 49.7318 | 49.7318 | 0 | 0 | 50.5827 | 50.5827 | 0 | 0 | 51.4336 | 51.4336 | 0
[83 empty] | 47.1791 | 0 | 0 | 48.03 | 48.03 | 0 | 0 | 48.8809 | 48.8809 | 0 | 0 | 49.7318 | 49.7318 | 0 | 0 | 50.5827 | 50.5827 | 0 | 0 | 51.4336 | 51.4336 | 0
[83 empty] | 47.1791 | 0 | 0 | 48.03 | 48.03 | 0 | 0 | 48.8809 | 48.8809 | 0 | 0 | 49.7318 | 49.7318 | 0 | 0 | 50.5827 | 50.5827 | 0 | 0 | 51.4336 | 51.4336 | 0
[83 empty] | 47.1791 | 0 | 0 | 48.03 | 48.03 | 0 | 0 | 48.8809 | 48.8809 | 0 | 0 | 49.7318 | 49.7318 | 0 | 0 | 50.5827 | 50.5827 | 0 | 0 | 51.4336 | 51.4336 | 0
[83 empty] | 47.1791 | 0 | 0 | 48.03 | 48.03 | 0 | 0 | 48.8809 | 48.8809 | 0 | 0 | 49.7318 | 49.7318 | 0 | 0 | 50.5827 | 50.5827 | 0 | 0 | 51.4336 | 51.4336 | 0
[83 empty] | 47.1791 | 0 | 0 | 48.03 | 48.03 | 0 | 0 | 48.8809 | 48.8809 | 0 | 0 | 49.7318 | 49.7318 | 0 | 0 | 50.5827 | 50.5827 | 0 | 0 | 51.4336 | 51.4336 | 0
[83 empty] | 47.1791 | 0 | 0 | 48.03 | 48.03 | 0 | 0 | 48.8809 | 48.8809 | 0 | 0 | 49.7318 | 49.7318 | 0 | 0 | 50.5827 | 50.5827 | 0 | 0 | 51.4336 | 51.4336 | 0
[83 empty] | 47.1791 | 0 | 0 | 48.03 | 48.03 | 0 | 0 | 48.8809 | 48.8809 | 0 | 0 | 49.7318 | 49.7318 | 0 | 0 | 50.5827 | 50.5827 | 0 | 0 | 51.4336 | 51.4336 | 0
[83 empty] | 47.1791 | 0 | 0 | 48.03 | 48.03 | 0 | 0 | 48.8809 | 48.8809 | 0 | 0 | 49.7318 | 49.7318 | 0 | 0 | 50.5827 | 50.5827 | 0 | 0 | 51.4336 | 51.4336 | 0
[83 empty] | 47.1791 | 0 | 0 | 48.03 | 48.03 | 0 | 0 | 48.8809 | 48.8809 | 0 | 0 | 49.7318 | 49.7318 | 0 | 0 | 50.5827 | 50.5827 | 0 | 0 | 51.4336 | 51.4336 | 0
[83 empty] | 47.1791 | 0 | 0 | 48.03 | 48.03 | 0 | 0 | 48.8809 | 48.8809 | 0 | 0 | 49.7318 | 49.7318 | 0 | 0 | 50.5827 | 50.5827 | 0 | 0 | 51.4336 | 51.4336 | 0
[83 empty] | 47.1791 | 0 | 0 | 48.03 | 48.03 | 0 | 0 | 48.8809 | 48.8809 | 0 | 0 | 49.7318 | 49.7318 | 0 | 0 | 50.5827 | 50.5827 | 0 | 0 | 51.4336 | 51.4336 | 0
[83 empty] | 47.1791 | 0 | 0 | 48.03 | 48.03 | 0 | 0 | 48.8809 | 48.8809 | 0 | 0 | 49.7318 | 49.7318 | 0 | 0 | 50.5827 | 50.5827 | 0 | 0 | 51.4336 | 51.4336 | 0
[83 empty] | 47.1791 | 0 | 0 | 48.03 | 48.03 | 0 | 0 | 48.8809 | 48.8809 | 0 | 0 | 49.7318 | 49.7318 | 0 | 0 | 50.5827 | 50.5827 | 0 | 0 | 51.4336 | 51.4336 | 0
[83 empty] | 47.1791 | 0 | 0 | 48.03 | 48.03 | 0 | 0 | 48.8809 | 48.8809 | 0 | 0 | 49.7318 | 49.7318 | 0 | 0 | 50.5827 | 50.5827 | 0 | 0 | 51.4336 | 51.4336 | 0
[83 empty] | 47.1791 | 0 | 0 | 48.03 | 48.03 | 0 | 0 | 48.8809 | 48.8809 | 0 | 0 | 49.7318 | 49.7318 | 0 | 0 | 50.5827 | 50.5827 | 0 | 0 | 51.4336 | 51.4336 | 0
[83 empty] | 47.1791 | 0 | 0 | 48.03 | 48.03 | 0 | 0 | 48.8809 | 48.8809 | 0 | 0 | 49.7318 | 49.7318 | 0 | 0 | 50.5827 | 50.5827 | 0 | 0 | 51.4336 | 51.4336 | 0
[83 empty] | 47.1791 | 0 | 0 | 48.03 | 48.03 | 0 | 0 | 48.8809 | 48.8809 | 0 | 0 | 49.7318 | 49.7318 | 0 | 0 | 50.5827 | 50.5827 | 0 | 0 | 51.4336 | 51.4336 | 0
[83 empty] | 47.1791 | 0 | 0 | 48.03 | 48.03 | 0 | 0 | 48.8809 | 48.8809 | 0 | 0 | 49.7318 | 49.7318 | 0 | 0 | 50.5827 | 50.5827 | 0 | 0 | 51.4336 | 51.4336 | 0
[83 empty] | 47.1791 | 0 | 0 | 48.03 | 48.03 | 0 | 0 | 48.8809 | 48.8809 | 0 | 0 | 49.7318 | 49.7318 | 0 | 0 | 50.5827 | 50.5827 | 0 | 0 | 51.4336 | 51.4336 | 0
[83 empty] | 47.1791 | 0 | 0 | 48.03 | 48.03 | 0 | 0 | 48.8809 | 48.8809 | 0 | 0 | 49.7318 | 49.7318 | 0 | 0 | 50.5827 | 50.5827 | 0 | 0 | 51.4336 | 51.4336 | 0
[83 empty] | 47.1791 | 0 | 0 | 48.03 | 48.03 | 0 | 0 | 48.8809 | 48.8809 | 0 | 0 | 49.7318 | 49.7318 | 0 | 0 | 50.5827 | 50.5827 | 0 | 0 | 51.4336 | 51.4336 | 0
[83 empty] | 47.1791 | 0 | 0 | 48.03 | 48.03 | 0 | 0 | 48.8809 | 48.8809 | 0 | 0 | 49.7318 | 49.7318 | 0 | 0 | 50.5827 | 50.5827 | 0 | 0 | 51.4336 | 51.4336 | 0
[83 empty] | 47.1791 | 0 | 0 | 48.03 | 48.03 | 0 | 0 | 48.8809 | 48.8809 | 0 | 0 | 49.7318 | 49.7318 | 0 | 0 | 50.5827 | 50.5827 | 0 | 0 | 51.4336 | 51.4336 | 0
[83 empty] | 47.1791 | 0 | 0 | 48.03 | 48.03 | 0 | 0 | 48.8809 | 48.8809 | 0 | 0 | 49.7318 | 49.7318 | 0 | 0 | 50.5827 | 50.5827 | 0 | 0 | 51.4336 | 51.4336 | 0
[83 empty] | 47.1791 | 0 | 0 | 48.03 | 48.03 | 0 | 0 | 48.8809 | 48.8809 | 0 | 0 | 49.7318 | 49.7318 | 0 | 0 | 50.5827 | 50.5827 | 0 | 0 | 51.4336 | 51.4336 | 0
[83 empty] | 47.1791 | 0 | 0 | 48.03 | 48.03 | 0 | 0 | 48.8809 | 48.8809 | 0 | 0 | 49.7318 | 49.7318 | 0 | 0 | 50.5827 | 50.5827 | 0 | 0 | 51.4336 | 51.4336 | 0
[83 empty] | 47.1791 | 0 | 0 | 48.03 | 48.03 | 0 | 0 | 48.8809 | 48.8809 | 0 | 0 | 49.7318 | 49.7318 | 0 | 0 | 50.5827 | 50.5827 | 0 | 0 | 51.4336 | 51.4336 | 0
[83 empty] | 47.1791 | 0 | 0 | 48.03 | 48.03 | 0 | 0 | 48.8809 | 48.8809 | 0 | 0 | 49.7318 | 49.7318 | 0 | 0 | 50.5827 | 50.5827 | 0 | 0 | 51.4336 | 51.4336 | 0
[83 empty] | 47.1791 | 0 | 0 | 48.03 | 48.03 | 0 | 0 | 48.8809 | 48.8809 | 0 | 0 | 49.7318 | 49.7318 | 0 | 0 | 50.5827 | 50.5827 | 0 | 0 | 51.4336 | 51.4336 | 0
[83 empty] | 47.1791 | 0 | 0 | 48.03 | 48.03 | 0 | 0 | 48.8809 | 48.8809 | 0 | 0 | 49.7318 | 49.7318 | 0 | 0 | 50.5827 | 50.5827 | 0 | 0 | 51.4336 | 51.4336 | 0
[83 empty] | 47.1791 | 0 | 0 | 48.03 | 48.03 | 0 | 0 | 48.8809 | 48.8809 | 0 | 0 | 49.7318 | 49.7318 | 0 | 0 | 50.5827 | 50.5827 | 0 | 0 | 51.4336 | 51.4336 | 0
[83 empty] | 47.1791 | 0 | 0 | 48.03 | 48.03 | 0 | 0 | 48.8809 | 48.8809 | 0 | 0 | 49.7318 | 49.7318 | 0 | 0 | 50.5827 | 50.5827 | 0 | 0 | 51.4336 | 51.4336 | 0
[83 empty] | 47.1791 | 0 | 0 | 48.03 | 48.03 | 0 | 0 | 48.8809 | 48.8809 | 0 | 0 | 49.7318 | 49.7318 | 0 | 0 | 50.5827 | 50.5827 | 0 | 0 | 51.4336 | 51.4336 | 0
[83 empty] | 47.1791 | 0 | 0 | 48.03 | 48.03 | 0 | 0 | 48.8809 | 48.8809 | 0 | 0 | 49.7318 | 49.7318 | 0 | 0 | 50.5827 | 50.5827 | 0 | 0 | 51.4336 | 51.4336 | 0
[83 empty] | 47.1791 | 0 | 0 | 48.03 | 48.03 | 0 | 0 | 48.8809 | 48.8809 | 0 | 0 | 49.7318 | 49.7318 | 0 | 0 | 50.5827 | 50.5827 | 0 | 0 | 51.4336 | 51.4336 | 0
[83 empty] | 47.1791 | 0 | 0 | 48.03 | 48.03 | 0 | 0 | 48.8809 | 48.8809 | 0 | 0 | 49.7318 | 49.7318 | 0 | 0 | 50.5827 | 50.5827 | 0 | 0 | 51.4336 | 51.4336 | 0
[83 empty] | 47.1791 | 0 | 0 | 48.03 | 48.03 | 0 | 0 | 48.8809 | 48.8809 | 0 | 0 | 49.7318 | 49.7318 | 0 | 0 | 50.5827 | 50.5827 | 0 | 0 | 51.4336 | 51.4336 | 0
[83 empty] | 47.1791 | 0 | 0 | 48.03 | 48.03 | 0 | 0 | 48.8809 | 48.8809 | 0 | 0 | 49.7318 | 49.7318 | 0 | 0 | 50.5827 | 50.5827 | 0 | 0 | 51.4336 | 51.4336 | 0
[83 empty] | 47.1791 | 0 | 0 | 48.03 | 48.03 | 0 | 0 | 48.8809 | 48.8809 | 0 | 0 | 49.7318 | 49.7318 | 0 | 0 | 50.5827 | 50.5827 | 0 | 0 | 51.4336 | 51.4336 | 0
[83 empty] | 47.1791 | 0 | 0 | 48.03 | 48.03 | 0 | 0 | 48.8809 | 48.8809 | 0 | 0 | 49.7318 | 49.7318 | 0 | 0 | 50.5827 | 50.5827 | 0 | 0 | 51.4336 | 51.4336 | 0
[83 empty] | 47.1791 | 0 | 0 | 48.03 | 48.03 | 0 | 0 | 48.8809 | 48.8809 | 0 | 0 | 49.7318 | 49.7318 | 0 | 0 | 50.5827 | 50.5827 | 0 | 0 | 51.4336 | 51.4336 | 0
[83 empty] | 47.1791 | 0 | 0 | 48.03 | 48.03 | 0 | 0 | 48.8809 | 48.8809 | 0 | 0 | 49.7318 | 49.7318 | 0 | 0 | 50.5827 | 50.5827 | 0 | 0 | 51.4336 | 51.4336 | 0
[83 empty] | 47.1791 | 0 | 0 | 48.03 | 48.03 | 0 | 0 | 48.8809 | 48.8809 | 0 | 0 | 49.7318 | 49.7318 | 0 | 0 | 50.5827 | 50.5827 | 0 | 0 | 51.4336 | 51.4336 | 0
[83 empty] | 47.1791 | 0 | 0 | 48.03 | 48.03 | 0 | 0 | 48.8809 | 48.8809 | 0 | 0 | 49.7318 | 49.7318 | 0 | 0 | 50.5827 | 50.5827 | 0 | 0 | 51.4336 | 51.4336 | 0
[83 empty] | 47.1791 | 0 | 0 | 48.03 | 48.03 | 0 | 0 | 48.8809 | 48.8809 | 0 | 0 | 49.7318 | 49.7318 | 0 | 0 | 50.5827 | 50.5827 | 0 | 0 | 51.4336 | 51.4336 | 0
[83 empty] | 47.1791 | 0 | 0 | 48.03 | 48.03 | 0 | 0 | 48.8809 | 48.8809 | 0 | 0 | 49.7318 | 49.7318 | 0 | 0 | 50.5827 | 50.5827 | 0 | 0 | 51.4336 | 51.4336 | 0
[83 empty] | 47.1791 | 0 | 0 | 48.03 | 48.03 | 0 | 0 | 48.8809 | 48.8809 | 0 | 0 | 49.7318 | 49.7318 | 0 | 0 | 50.5827 | 50.5827 | 0 | 0 | 51.4336 | 51.4336 | 0
[83 empty] | 47.1791 | 0 | 0 | 48.03 | 48.03 | 0 | 0 | 48.8809 | 48.8809 | 0 | 0 | 49.7318 | 49.7318 | 0 | 0 | 50.5827 | 50.5827 | 0 | 0 | 51.4336 | 51.4336 | 0
[83 empty] | 47.1791 | 0 | 0 | 48.03 | 48.03 | 0 | 0 | 48.8809 | 48.8809 | 0 | 0 | 49.7318 | 49.7318 | 0 | 0 | 50.5827 | 50.5827 | 0 | 0 | 51.4336 | 51.4336 | 0
[83 empty] | 47.1791 | 0 | 0 | 48.03 | 48.03 | 0 | 0 | 48.8809 | 48.8809 | 0 | 0 | 49.7318 | 49.7318 | 0 | 0 | 50.5827 | 50.5827 | 0 | 0 | 51.4336 | 51.4336 | 0
[83 empty] | 47.1791 | 0 | 0 | 48.03 | 48.03 | 0 | 0 | 48.8809 | 48.8809 | 0 | 0 | 49.7318 | 49.7318 | 0 | 0 | 50.5827 | 50.5827 | 0 | 0 | 51.4336 | 51.4336 | 0
[83 empty] | 47.1791 | 0 | 0 | 48.03 | 48.03 | 0 | 0 | 48.8809 | 48.8809 | 0 | 0 | 49.7318 | 49.7318 | 0 | 0 | 50.5827 | 50.5827 | 0 | 0 | 51.4336 | 51.4336 | 0
[83 empty] | 47.1791 | 0 | 0 | 48.03 | 48.03 | 0 | 0 | 48.8809 | 48.8809 | 0 | 0 | 49.7318 | 49.7318 | 0 | 0 | 50.5827 | 50.5827 | 0 | 0 | 51.4336 | 51.4336 | 0
[83 empty] | 47.1791 | 0 | 0 | 48.03 | 48.03 | 0 | 0 | 48.8809 | 48.8809 | 0 | 0 | 49.7318 | 49.7318 | 0 | 0 | 50.5827 | 50.5827 | 0 | 0 | 51.4336 | 51.4336 | 0
[83 empty] | 47.1791 | 0 | 0 | 48.03 | 48.03 | 0 | 0 | 48.8809 | 48.8809 | 0 | 0 | 49.7318 | 49.7318 | 0 | 0 | 50.5827 | 50.5827 | 0 | 0 | 51.4336 | 51.4336 | 0
[83 empty] | 47.1791 | 0 | 0 | 48.03 | 48.03 | 0 | 0 | 48.8809 | 48.8809 | 0 | 0 | 49.7318 | 49.7318 | 0 | 0 | 50.5827 | 50.5827 | 0 | 0 | 51.4336 | 51.4336 | 0
[83 empty] | 47.1791 | 0 | 0 | 48.03 | 48.03 | 0 | 0 | 48.8809 | 48.8809 | 0 | 0 | 49.7318 | 49.7318 | 0 | 0 | 50.5827 | 50.5827 | 0 | 0 | 51.4336 | 51.4336 | 0
[83 empty] | 47.1791 | 0 | 0 | 48.03 | 48.03 | 0 | 0 | 48.8809 | 48.8809 | 0 | 0 | 49.7318 | 49.7318 | 0 | 0 | 50.5827 | 50.5827 | 0 | 0 | 51.4336 | 51.4336 | 0
[83 empty] | 47.1791 | 0 | 0 | 48.03 | 48.03 | 0 | 0 | 48.8809 | 48.8809 | 0 | 0 | 49.7318 | 49.7318 | 0 | 0 | 50.5827 | 50.5827 | 0 | 0 | 51.4336 | 51.4336 | 0
[83 empty] | 47.1791 | 0 | 0 | 48.03 | 48.03 | 0 | 0 | 48.8809 | 48.8809 | 0 | 0 | 49.7318 | 49.7318 | 0 | 0 | 50.5827 | 50.5827 | 0 | 0 | 51.4336 | 51.4336 | 0
[83 empty] | 47.1791 | 0 | 0 | 48.03 | 48.03 | 0 | 0 | 48.8809 | 48.8809 | 0 | 0 | 49.7318 | 49.7318 | 0 | 0 | 50.5827 | 50.5827 | 0 | 0 | 51.4336 | 51.4336 | 0
[83 empty] | 47.1791 | 0 | 0 | 48.03 | 48.03 | 0 | 0 | 48.8809 | 48.8809 | 0 | 0 | 49.7318 | 49.7318 | 0 | 0 | 50.5827 | 50.5827 | 0 | 0 | 51.4336 | 51.4336 | 0
[83 empty] | 47.1791 | 0 | 0 | 48.03 | 48.03 | 0 | 0 | 48.8809 | 48.8809 | 0 | 0 | 49.7318 | 49.7318 | 0 | 0 | 50.5827 | 50.5827 | 0 | 0 | 51.4336 | 51.4336 | 0
[83 empty] | 47.1791 | 0 | 0 | 48.03 | 48.03 | 0 | 0 | 48.8809 | 48.8809 | 0 | 0 | 49.7318 | 49.7318 | 0 | 0 | 50.5827 | 50.5827 | 0 | 0 | 51.4336 | 51.4336 | 0
[83 empty] | 47.1791 | 0 | 0 | 48.03 | 48.03 | 0 | 0 | 48.8809 | 48.8809 | 0 | 0 | 49.7318 | 49.7318 | 0 | 0 | 50.5827 | 50.5827 | 0 | 0 | 51.4336 | 51.4336 | 0
[83 empty] | 47.1791 | 0 | 0 | 48.03 | 48.03 | 0 | 0 | 48.8809 | 48.8809 | 0 | 0 | 49.7318 | 49.7318 | 0 | 0 | 50.5827 | 50.5827 | 0 | 0 | 51.4336 | 51.4336 | 0
[83 empty] | 47.1791 | 0 | 0 | 48.03 | 48.03 | 0 | 0 | 48.8809 | 48.8809 | 0 | 0 | 49.7318 | 49.7318 | 0 | 0 | 50.5827 | 50.5827 | 0 | 0 | 51.4336 | 51.4336 | 0
[83 empty] | 47.1791 | 0 | 0 | 48.03 | 48.03 | 0 | 0 | 48.8809 | 48.8809 | 0 | 0 | 49.7318 | 49.7318 | 0 | 0 | 50.5827 | 50.5827 | 0 | 0 | 51.4336 | 51.4336 | 0
[83 empty] | 47.1791 | 0 | 0 | 48.03 | 48.03 | 0 | 0 | 48.8809 | 48.8809 | 0 | 0 | 49.7318 | 49.7318 | 0 | 0 | 50.5827 | 50.5827 | 0 | 0 | 51.4336 | 51.4336 | 0
[83 empty] | 47.1791 | 0 | 0 | 48.03 | 48.03 | 0 | 0 | 48.8809 | 48.8809 | 0 | 0 | 49.7318 | 49.7318 | 0 | 0 | 50.5827 | 50.5827 | 0 | 0 | 51.4336 | 51.4336 | 0
[83 empty] | 47.1791 | 0 | 0 | 48.03 | 48.03 | 0 | 0 | 48.8809 | 48.8809 | 0 | 0 | 49.7318 | 49.7318 | 0 | 0 | 50.5827 | 50.5827 | 0 | 0 | 51.4336 | 51.4336 | 0
[83 empty] | 47.1791 | 0 | 0 | 48.03 | 48.03 | 0 | 0 | 48.8809 | 48.8809 | 0 | 0 | 49.7318 | 49.7318 | 0 | 0 | 50.5827 | 50.5827 | 0 | 0 | 51.4336 | 51.4336 | 0
[83 empty] | 47.1791 | 0 | 0 | 48.03 | 48.03 | 0 | 0 | 48.8809 | 48.8809 | 0 | 0 | 49.7318 | 49.7318 | 0 | 0 | 50.5827 | 50.5827 | 0 | 0 | 51.4336 | 51.4336 | 0
[83 empty] | 47.1791 | 0 | 0 | 48.03 | 48.03 | 0 | 0 | 48.8809 | 48.8809 | 0 | 0 | 49.7318 | 49.7318 | 0 | 0 | 50.5827 | 50.5827 | 0 | 0 | 51.4336 | 51.4336 | 0
[83 empty] | 47.1791 | 0 | 0 | 48.03 | 48.03 | 0 | 0 | 48.8809 | 48.8809 | 0 | 0 | 49.7318 | 49.7318 | 0 | 0 | 50.5827 | 50.5827 | 0 | 0 | 51.4336 | 51.4336 | 0
[83 empty] | 47.1791 | 0 | 0 | 48.03 | 48.03 | 0 | 0 | 48.8809 | 48.8809 | 0 | 0 | 49.7318 | 49.7318 | 0 | 0 | 50.5827 | 50.5827 | 0 | 0 | 51.4336 | 51.4336 | 0
[83 empty] | 47.1791 | 0 | 0 | 48.03 | 48.03 | 0 | 0 | 48.8809 | 48.8809 | 0 | 0 | 49.7318 | 49.7318 | 0 | 0 | 50.5827 | 50.5827 | 0 | 0 | 51.4336 | 51.4336 | 0
[83 empty] | 47.1791 | 0 | 0 | 48.03 | 48.03 | 0 | 0 | 48.8809 | 48.8809 | 0 | 0 | 49.7318 | 49.7318 | 0 | 0 | 50.5827 | 50.5827 | 0 | 0 | 51.4336 | 51.4336 | 0
[83 empty] | 47.1791 | 0 | 0 | 48.03 | 48.03 | 0 | 0 | 48.8809 | 48.8809 | 0 | 0 | 49.7318 | 49.7318 | 0 | 0 | 50.5827 | 50.5827 | 0 | 0 | 51.4336 | 51.4336 | 0
[83 empty] | 47.1791 | 0 | 0 | 48.03 | 48.03 | 0 | 0 | 48.8809 | 48.8809 | 0 | 0 | 49.7318 | 49.7318 | 0 | 0 | 50.5827 | 50.5827 | 0 | 0 | 51.4336 | 51.4336 | 0
[83 empty] | 47.1791 | 0 | 0 | 48.03 | 48.03 | 0 | 0 | 48.8809 | 48.8809 | 0 | 0 | 49.7318 | 49.7318 | 0 | 0 | 50.5827 | 50.5827 | 0 | 0 | 51.4336 | 51.4336 | 0
[83 empty] | 47.1791 | 0 | 0 | 48.03 | 48.03 | 0 | 0 | 48.8809 | 48.8809 | 0 | 0 | 49.7318 | 49.7318 | 0 | 0 | 50.5827 | 50.5827 | 0 | 0 | 51.4336 | 51.4336 | 0
[83 empty] | 47.1791 | 0 | 0 | 48.03 | 48.03 | 0 | 0 | 48.8809 | 48.8809 | 0 | 0 | 49.7318 | 49.7318 | 0 | 0 | 50.5827 | 50.5827 | 0 | 0 | 51.4336 | 51.4336 | 0
[83 empty] | 47.1791 | 0 | 0 | 48.03 | 48.03 | 0 | 0 | 48.8809 | 48.8809 | 0 | 0 | 49.7318 | 49.7318 | 0 | 0 | 50.5827 | 50.5827 | 0 | 0 | 51.4336 | 51.4336 | 0
[83 empty] | 47.1791 | 0 | 0 | 48.03 | 48.03 | 0 | 0 | 48.8809 | 48.8809 | 0 | 0 | 49.7318 | 49.7318 | 0 | 0 | 50.5827 | 50.5827 | 0 | 0 | 51.4336 | 51.4336 | 0
[83 empty] | 47.1791 | 0 | 0 | 48.03 | 48.03 | 0 | 0 | 48.8809 | 48.8809 | 0 | 0 | 49.7318 | 49.7318 | 0 | 0 | 50.5827 | 50.5827 | 0 | 0 | 51.4336 | 51.4336 | 0
[83 empty] | 47.1791 | 0 | 0 | 48.03 | 48.03 | 0 | 0 | 48.8809 | 48.8809 | 0 | 0 | 49.7318 | 49.7318 | 0 | 0 | 50.5827 | 50.5827 | 0 | 0 | 51.4336 | 51.4336 | 0
[83 empty] | 47.1791 | 0 | 0 | 48.03 | 48.03 | 0 | 0 | 48.8809 | 48.8809 | 0 | 0 | 49.7318 | 49.7318 | 0 | 0 | 50.5827 | 50.5827 | 0 | 0 | 51.4336 | 51.4336 | 0
[83 empty] | 47.1791 | 0 | 0 | 48.03 | 48.03 | 0 | 0 | 48.8809 | 48.8809 | 0 | 0 | 49.7318 | 49.7318 | 0 | 0 | 50.5827 | 50.5827 | 0 | 0 | 51.4336 | 51.4336 | 0
[83 empty] | 47.1791 | 0 | 0 | 48.03 | 48.03 | 0 | 0 | 48.8809 | 48.8809 | 0 | 0 | 49.7318 | 49.7318 | 0 | 0 | 50.5827 | 50.5827 | 0 | 0 | 51.4336 | 51.4336 | 0
[83 empty] | 47.1791 | 0 | 0 | 48.03 | 48.03 | 0 | 0 | 48.8809 | 48.8809 | 0 | 0 | 49.7318 | 49.7318 | 0 | 0 | 50.5827 | 50.5827 | 0 | 0 | 51.4336 | 51.4336 | 0
[83 empty] | 47.1791 | 0 | 0 | 48.03 | 48.03 | 0 | 0 | 48.8809 | 48.8809 | 0 | 0 | 49.7318 | 49.7318 | 0 | 0 | 50.5827 | 50.5827 | 0 | 0 | 51.4336 | 51.4336 | 0
[83 empty] | 47.1791 | 0 | 0 | 48.03 | 48.03 | 0 | 0 | 48.8809 | 48.8809 | 0 | 0 | 49.7318 | 49.7318 | 0 | 0 | 50.5827 | 50.5827 | 0 | 0 | 51.4336 | 51.4336 | 0
[83 empty] | 47.1791 | 0 | 0 | 48.03 | 48.03 | 0 | 0 | 48.8809 | 48.8809 | 0 | 0 | 49.7318 | 49.7318 | 0 | 0 | 50.5827 | 50.5827 | 0 | 0 | 51.4336 | 51.4336 | 0
[83 empty] | 47.1791 | 0 | 0 | 48.03 | 48.03 | 0 | 0 | 48.8809 | 48.8809 | 0 | 0 | 49.7318 | 49.7318 | 0 | 0 | 50.5827 | 50.5827 | 0 | 0 | 51.4336 | 51.4336 | 0
[83 empty] | 47.1791 | 0 | 0 | 48.03 | 48.03 | 0 | 0 | 48.8809 | 48.8809 | 0 | 0 | 49.7318 | 49.7318 | 0 | 0 | 50.5827 | 50.5827 | 0 | 0 | 51.4336 | 51.4336 | 0
[83 empty] | 47.1791 | 0 | 0 | 48.03 | 48.03 | 0 | 0 | 48.8809 | 48.8809 | 0 | 0 | 49.7318 | 49.7318 | 0 | 0 | 50.5827 | 50.5827 | 0 | 0 | 51.4336 | 51.4336 | 0
[83 empty] | 47.1791 | 0 | 0 | 48.03 | 48.03 | 0 | 0 | 48.8809 | 48.8809 | 0 | 0 | 49.7318 | 49.7318 | 0 | 0 | 50.5827 | 50.5827 | 0 | 0 | 51.4336 | 51.4336 | 0
[83 empty] | 47.1791 | 0 | 0 | 48.03 | 48.03 | 0 | 0 | 48.8809 | 48.8809 | 0 | 0 | 49.7318 | 49.7318 | 0 | 0 | 50.5827 | 50.5827 | 0 | 0 | 51.4336 | 51.4336 | 0
[83 empty] | 47.1791 | 0 | 0 | 48.03 | 48.03 | 0 | 0 | 48.8809 | 48.8809 | 0 | 0 | 49.7318 | 49.7318 | 0 | 0 | 50.5827 | 50.5827 | 0 | 0 | 51.4336 | 51.4336 | 0
[83 empty] | 47.1791 | 0 | 0 | 48.03 | 48.03 | 0 | 0 | 48.8809 | 48.8809 | 0 | 0 | 49.7318 | 49.7318 | 0 | 0 | 50.5827 | 50.5827 | 0 | 0 | 51.4336 | 51.4336 | 0
[83 empty] | 47.1791 | 0 | 0 | 48.03 | 48.03 | 0 | 0 | 48.8809 | 48.8809 | 0 | 0 | 49.7318 | 49.7318 | 0 | 0 | 50.5827 | 50.5827 | 0 | 0 | 51.4336 | 51.4336 | 0
[83 empty] | 47.1791 | 0 | 0 | 48.03 | 48.03 | 0 | 0 | 48.8809 | 48.8809 | 0 | 0 | 49.7318 | 49.7318 | 0 | 0 | 50.5827 | 50.5827 | 0 | 0 | 51.4336 | 51.4336 | 0
[83 empty] | 47.1791 | 0 | 0 | 48.03 | 48.03 | 0 | 0 | 48.8809 | 48.8809 | 0 | 0 | 49.7318 | 49.7318 | 0 | 0 | 50.5827 | 50.5827 | 0 | 0 | 51.4336 | 51.4336 | 0
[83 empty] | 47.1791 | 0 | 0 | 48.03 | 48.03 | 0 | 0 | 48.8809 | 48.8809 | 0 | 0 | 49.7318 | 49.7318 | 0 | 0 | 50.5827 | 50.5827 | 0 | 0 | 51.4336 | 51.4336 | 0
[83 empty] | 47.1791 | 0 | 0 | 48.03 | 48.03 | 0 | 0 | 48.8809 | 48.8809 | 0 | 0 | 49.7318 | 49.7318 | 0 | 0 | 50.5827 | 50.5827 | 0 | 0 | 51.4336 | 51.4336 | 0
[83 empty] | 47.1791 | 0 | 0 | 48.03 | 48.03 | 0 | 0 | 48.8809 | 48.8809 | 0 | 0 | 49.7318 | 49.7318 | 0 | 0 | 50.5827 | 50.5827 | 0 | 0 | 51.4336 | 51.4336 | 0
[83 empty] | 47.1791 | 0 | 0 | 48.03 | 48.03 | 0 | 0 | 48.8809 | 48.8809 | 0 | 0 | 49.7318 | 49.7318 | 0 | 0 | 50.5827 | 50.5827 | 0 | 0 | 51.4336 | 51.4336 | 0
[83 empty] | 47.1791 | 0 | 0 | 48.03 | 48.03 | 0 | 0 | 48.8809 | 48.8809 | 0 | 0 | 49.7318 | 49.7318 | 0 | 0 | 50.5827 | 50.5827 | 0 | 0 | 51.4336 | 51.4336 | 0
[83 empty] | 47.1791 | 0 | 0 | 48.03 | 48.03 | 0 | 0 | 48.8809 | 48.8809 | 0 | 0 | 49.7318 | 49.7318 | 0 | 0 | 50.5827 | 50.5827 | 0 | 0 | 51.4336 | 51.4336 | 0
[83 empty] | 47.1791 | 0 | 0 | 48.03 | 48.03 | 0 | 0 | 48.8809 | 48.8809 | 0 | 0 | 49.7318 | 49.7318 | 0 | 0 | 50.5827 | 50.5827 | 0 | 0 | 51.4336 | 51.4336 | 0
[83 empty] | 47.1791 | 0 | 0 | 48.03 | 48.03 | 0 | 0 | 48.8809 | 48.8809 | 0 | 0 | 49.7318 | 49.7318 | 0 | 0 | 50.5827 | 50.5827 | 0 | 0 | 51.4336 | 51.4336 | 0
[83 empty] | 47.1791 | 0 | 0 | 48.03 | 48.03 | 0 | 0 | 48.8809 | 48.8809 | 0 | 0 | 49.7318 | 49.7318 | 0 | 0 | 50.5827 | 50.5827 | 0 | 0 | 51.4336 | 51.4336 | 0
[83 empty] | 47.1791 | 0 | 0 | 48.03 | 48.03 | 0 | 0 | 48.8809 | 48.8809 | 0 | 0 | 49.7318 | 49.7318 | 0 | 0 | 50.5827 | 50.5827 | 0 | 0 | 51.4336 | 51.4336 | 0
[83 empty] | 47.1791 | 0 | 0 | 48.03 | 48.03 | 0 | 0 | 48.8809 | 48.8809 | 0 | 0 | 49.7318 | 49.7318 | 0 | 0 | 50.5827 | 50.5827 | 0 | 0 | 51.4336 | 51.4336 | 0
[83 empty] | 47.1791 | 0 | 0 | 48.03 | 48.03 | 0 | 0 | 48.8809 | 48.8809 | 0 | 0 | 49.7318 | 49.7318 | 0 | 0 | 50.5827 | 50.5827 | 0 | 0 | 51.4336 | 51.4336 | 0
[83 empty] | 47.1791 | 0 | 0 | 48.03 | 48.03 | 0 | 0 | 48.8809 | 48.8809 | 0 | 0 | 49.7318 | 49.7318 | 0 | 0 | 50.5827 | 50.5827 | 0 | 0 | 51.4336 | 51.4336 | 0
[83 empty] | 47.1791 | 0 | 0 | 48.03 | 48.03 | 0 | 0 | 48.8809 | 48.8809 | 0 | 0 | 49.7318 | 49.7318 | 0 | 0 | 50.5827 | 50.5827 | 0 | 0 | 51.4336 | 51.4336 | 0
[83 empty] | 47.1791 | 0 | 0 | 48.03 | 48.03 | 0 | 0 | 48.8809 | 48.8809 | 0 | 0 | 49.7318 | 49.7318 | 0 | 0 | 50.5827 | 50.5827 | 0 | 0 | 51.4336 | 51.4336 | 0
[83 empty] | 47.1791 | 0 | 0 | 48.03 | 48.03 | 0 | 0 | 48.8809 | 48.8809 | 0 | 0 | 49.7318 | 49.7318 | 0 | 0 | 50.5827 | 50.5827 | 0 | 0 | 51.4336 | 51.4336 | 0
[83 empty] | 47.1791 | 0 | 0 | 48.03 | 48.03 | 0 | 0 | 48.8809 | 48.8809 | 0 | 0 | 49.7318 | 49.7318 | 0 | 0 | 50.5827 | 50.5827 | 0 | 0 | 51.4336 | 51.4336 | 0
[83 empty] | 47.1791 | 0 | 0 | 48.03 | 48.03 | 0 | 0 | 48.8809 | 48.8809 | 0 | 0 | 49.7318 | 49.7318 | 0 | 0 | 50.5827 | 50.5827 | 0 | 0 | 51.4336 | 51.4336 | 0
[83 empty] | 47.1791 | 0 | 0 | 48.03 | 48.03 | 0 | 0 | 48.8809 | 48.8809 | 0 | 0 | 49.7318 | 49.7318 | 0 | 0 | 50.5827 | 50.5827 | 0 | 0 | 51.4336 | 51.4336 | 0
[83 empty] | 47.1791 | 0 | 0 | 48.03 | 48.03 | 0 | 0 | 48.8809 | 48.8809 | 0 | 0 | 49.7318 | 49.7318 | 0 | 0 | 50.5827 | 50.5827 | 0 | 0 | 51.4336 | 51.4336 | 0
[83 empty] | 47.1791 | 0 | 0 | 48.03 | 48.03 | 0 | 0 | 48.8809 | 48.8809 | 0 | 0 | 49.7318 | 49.7318 | 0 | 0 | 50.5827 | 50.5827 | 0 | 0 | 51.4336 | 51.4336 | 0
[83 empty] | 47.1791 | 0 | 0 | 48.03 | 48.03 | 0 | 0 | 48.8809 | 48.8809 | 0 | 0 | 49.7318 | 49.7318 | 0 | 0 | 50.5827 | 50.5827 | 0 | 0 | 51.4336 | 51.4336 | 0
[83 empty] | 47.1791 | 0 | 0 | 48.03 | 48.03 | 0 | 0 | 48.8809 | 48.8809 | 0 | 0 | 49.7318 | 49.7318 | 0 | 0 | 50.5827 | 50.5827 | 0 | 0 | 51.4336 | 51.4336 | 0
[83 empty] | 47.1791 | 0 | 0 | 48.03 | 48.03 | 0 | 0 | 48.8809 | 48.8809 | 0 | 0 | 49.7318 | 49.7318 | 0 | 0 | 50.5827 | 50.5827 | 0 | 0 | 51.4336 | 51.4336 | 0
[83 empty] | 47.1791 | 0 | 0 | 48.03 | 48.03 | 0 | 0 | 48.8809 | 48.8809 | 0 | 0 | 49.7318 | 49.7318 | 0 | 0 | 50.5827 | 50.5827 | 0 | 0 | 51.4336 | 51.4336 | 0
[83 empty] | 47.1791 | 0 | 0 | 48.03 | 48.03 | 0 | 0 | 48.8809 | 48.8809 | 0 | 0 | 49.7318 | 49.7318 | 0 | 0 | 50.5827 | 50.5827 | 0 | 0 | 51.4336 | 51.4336 | 0
[83 empty] | 47.1791 | 0 | 0 | 48.03 | 48.03 | 0 | 0 | 48.8809 | 48.8809 | 0 | 0 | 49.7318 | 49.7318 | 0 | 0 | 50.5827 | 50.5827 | 0 | 0 | 51.4336 | 51.4336 | 0
[83 empty] | 47.1791 | 0 | 0 | 48.03 | 48.03 | 0 | 0 | 48.8809 | 48.8809 | 0 | 0 | 49.7318 | 49.7318 | 0 | 0 | 50.5827 | 50.5827 | 0 | 0 | 51.4336 | 51.4336 | 0
[83 empty] | 47.1791 | 0 | 0 | 48.03 | 48.03 | 0 | 0 | 48.8809 | 48.8809 | 0 | 0 | 49.7318 | 49.7318 | 0 | 0 | 50.5827 | 50.5827 | 0 | 0 | 51.4336 | 51.4336 | 0
[83 empty] | 47.1791 | 0 | 0 | 48.03 | 48.03 | 0 | 0 | 48.8809 | 48.8809 | 0 | 0 | 49.7318 | 49.7318 | 0 | 0 | 50.5827 | 50.5827 | 0 | 0 | 51.4336 | 51.4336 | 0
[83 empty] | 47.1791 | 0 | 0 | 48.03 | 48.03 | 0 | 0 | 48.8809 | 48.8809 | 0 | 0 | 49.7318 | 49.7318 | 0 | 0 | 50.5827 | 50.5827 | 0 | 0 | 51.4336 | 51.4336 | 0
[83 empty] | 47.1791 | 0 | 0 | 48.03 | 48.03 | 0 | 0 | 48.8809 | 48.8809 | 0 | 0 | 49.7318 | 49.7318 | 0 | 0 | 50.5827 | 50.5827 | 0 | 0 | 51.4336 | 51.4336 | 0
[83 empty] | 47.1791 | 0 | 0 | 48.03 | 48.03 | 0 | 0 | 48.8809 | 48.8809 | 0 | 0 | 49.7318 | 49.7318 | 0 | 0 | 50.5827 | 50.5827 | 0 | 0 | 51.4336 | 51.4336 | 0
[83 empty] | 47.1791 | 0 | 0 | 48.03 | 48.03 | 0 | 0 | 48.8809 | 48.8809 | 0 | 0 | 49.7318 | 49.7318 | 0 | 0 | 50.5827 | 50.5827 | 0 | 0 | 51.4336 | 51.4336 | 0
[83 empty] | 47.1791 | 0 | 0 | 48.03 | 48.03 | 0 | 0 | 48.8809 | 48.8809 | 0 | 0 | 49.7318 | 49.7318 | 0 | 0 | 50.5827 | 50.5827 | 0 | 0 | 51.4336 | 51.4336 | 0
[83 empty] | 47.1791 | 0 | 0 | 48.03 | 48.03 | 0 | 0 | 48.8809 | 48.8809 | 0 | 0 | 49.7318 | 49.7318 | 0 | 0 | 50.5827 | 50.5827 | 0 | 0 | 51.4336 | 51.4336 | 0
[83 empty] | 47.1791 | 0 | 0 | 48.03 | 48.03 | 0 | 0 | 48.8809 | 48.8809 | 0 | 0 | 49.7318 | 49.7318 | 0 | 0 | 50.5827 | 50.5827 | 0 | 0 | 51.4336 | 51.4336 | 0
[83 empty] | 47.1791 | 0 | 0 | 48.03 | 48.03 | 0 | 0 | 48.8809 | 48.8809 | 0 | 0 | 49.7318 | 49.7318 | 0 | 0 | 50.5827 | 50.5827 | 0 | 0 | 51.4336 | 51.4336 | 0
[83 empty] | 47.1791 | 0 | 0 | 48.03 | 48.03 | 0 | 0 | 48.8809 | 48.8809 | 0 | 0 | 49.7318 | 49.7318 | 0 | 0 | 50.5827 | 50.5827 | 0 | 0 | 51.4336 | 51.4336 | 0
[83 empty] | 47.1791 | 0 | 0 | 48.03 | 48.03 | 0 | 0 | 48.8809 | 48.8809 | 0 | 0 | 49.7318 | 49.7318 | 0 | 0 | 50.5827 | 50.5827 | 0 | 0 | 51.4336 | 51.4336 | 0
[83 empty] | 47.1791 | 0 | 0 | 48.03 | 48.03 | 0 | 0 | 48.8809 | 48.8809 | 0 | 0 | 49.7318 | 49.7318 | 0 | 0 | 50.5827 | 50.5827 | 0 | 0 | 51.4336 | 51.4336 | 0
[83 empty] | 47.1791 | 0 | 0 | 48.03 | 48.03 | 0 | 0 | 48.8809 | 48.8809 | 0 | 0 | 49.7318 | 49.7318 | 0 | 0 | 50.5827 | 50.5827 | 0 | 0 | 51.4336 | 51.4336 | 0
[83 empty] | 47.1791 | 0 | 0 | 48.03 | 48.03 | 0 | 0 | 48.8809 | 48.8809 | 0 | 0 | 49.7318 | 49.7318 | 0 | 0 | 50.5827 | 50.5827 | 0 | 0 | 51.4336 | 51.4336 | 0
[83 empty] | 47.1791 | 0 | 0 | 48.03 | 48.03 | 0 | 0 | 48.8809 | 48.8809 | 0 | 0 | 49.7318 | 49.7318 | 0 | 0 | 50.5827 | 50.5827 | 0 | 0 | 51.4336 | 51.4336 | 0
[83 empty] | 47.1791 | 0 | 0 | 48.03 | 48.03 | 0 | 0 | 48.8809 | 48.8809 | 0 | 0 | 49.7318 | 49.7318 | 0 | 0 | 50.5827 | 50.5827 | 0 | 0 | 51.4336 | 51.4336 | 0
[83 empty] | 47.1791 | 0 | 0 | 48.03 | 48.03 | 0 | 0 | 48.8809 | 48.8809 | 0 | 0 | 49.7318 | 49.7318 | 0 | 0 | 50.5827 | 50.5827 | 0 | 0 | 51.4336 | 51.4336 | 0
[83 empty] | 47.1791 | 0 | 0 | 48.03 | 48.03 | 0 | 0 | 48.8809 | 48.8809 | 0 | 0 | 49.7318 | 49.7318 | 0 | 0 | 50.5827 | 50.5827 | 0 | 0 | 51.4336 | 51.4336 | 0
[83 empty] | 47.1791 | 0 | 0 | 48.03 | 48.03 | 0 | 0 | 48.8809 | 48.8809 | 0 | 0 | 49.7318 | 49.7318 | 0 | 0 | 50.5827 | 50.5827 | 0 | 0 | 51.4336 | 51.4336 | 0
[83 empty] | 47.1791 | 0 | 0 | 48.03 | 48.03 | 0 | 0 | 48.8809 | 48.8809 | 0 | 0 | 49.7318 | 49.7318 | 0 | 0 | 50.5827 | 50.5827 | 0 | 0 | 51.4336 | 51.4336 | 0
[83 empty] | 47.1791 | 0 | 0 | 48.03 | 48.03 | 0 | 0 | 48.8809 | 48.8809 | 0 | 0 | 49.7318 | 49.7318 | 0 | 0 | 50.5827 | 50.5827 | 0 | 0 | 51.4336 | 51.4336 | 0
[83 empty] | 47.1791 | 0 | 0 | 48.03 | 48.03 | 0 | 0 | 48.8809 | 48.8809 | 0 | 0 | 49.7318 | 49.7318 | 0 | 0 | 50.5827 | 50.5827 | 0 | 0 | 51.4336 | 51.4336 | 0
[83 empty] | 47.1791 | 0 | 0 | 48.03 | 48.03 | 0 | 0 | 48.8809 | 48.8809 | 0 | 0 | 49.7318 | 49.7318 | 0 | 0 | 50.5827 | 50.5827 | 0 | 0 | 51.4336 | 51.4336 | 0
[83 empty] | 47.1791 | 0 | 0 | 48.03 | 48.03 | 0 | 0 | 48.8809 | 48.8809 | 0 | 0 | 49.7318 | 49.7318 | 0 | 0 | 50.5827 | 50.5827 | 0 | 0 | 51.4336 | 51.4336 | 0
[83 empty] | 47.1791 | 0 | 0 | 48.03 | 48.03 | 0 | 0 | 48.8809 | 48.8809 | 0 | 0 | 49.7318 | 49.7318 | 0 | 0 | 50.5827 | 50.5827 | 0 | 0 | 51.4336 | 51.4336 | 0
[83 empty] | 47.1791 | 0 | 0 | 48.03 | 48.03 | 0 | 0 | 48.8809 | 48.8809 | 0 | 0 | 49.7318 | 49.7318 | 0 | 0 | 50.5827 | 50.5827 | 0 | 0 | 51.4336 | 51.4336 | 0
[83 empty] | 47.1791 | 0 | 0 | 48.03 | 48.03 | 0 | 0 | 48.8809 | 48.8809 | 0 | 0 | 49.7318 | 49.7318 | 0 | 0 | 50.5827 | 50.5827 | 0 | 0 | 51.4336 | 51.4336 | 0
[83 empty] | 47.1791 | 0 | 0 | 48.03 | 48.03 | 0 | 0 | 48.8809 | 48.8809 | 0 | 0 | 49.7318 | 49.7318 | 0 | 0 | 50.5827 | 50.5827 | 0 | 0 | 51.4336 | 51.4336 | 0
[83 empty] | 47.1791 | 0 | 0 | 48.03 | 48.03 | 0 | 0 | 48.8809 | 48.8809 | 0 | 0 | 49.7318 | 49.7318 | 0 | 0 | 50.5827 | 50.5827 | 0 | 0 | 51.4336 | 51.4336 | 0
[83 empty] | 47.1791 | 0 | 0 | 48.03 | 48.03 | 0 | 0 | 48.8809 | 48.8809 | 0 | 0 | 49.7318 | 49.7318 | 0 | 0 | 50.5827 | 50.5827 | 0 | 0 | 51.4336 | 51.4336 | 0
[83 empty] | 47.1791 | 0 | 0 | 48.03 | 48.03 | 0 | 0 | 48.8809 | 48.8809 | 0 | 0 | 49.7318 | 49.7318 | 0 | 0 | 50.5827 | 50.5827 | 0 | 0 | 51.4336 | 51.4336 | 0
[83 empty] | 47.1791 | 0 | 0 | 48.03 | 48.03 | 0 | 0 | 48.8809 | 48.8809 | 0 | 0 | 49.7318 | 49.7318 | 0 | 0 | 50.5827 | 50.5827 | 0 | 0 | 51.4336 | 51.4336 | 0
[83 empty] | 47.1791 | 0 | 0 | 48.03 | 48.03 | 0 | 0 | 48.8809 | 48.8809 | 0 | 0 | 49.7318 | 49.7318 | 0 | 0 | 50.5827 | 50.5827 | 0 | 0 | 51.4336 | 51.4336 | 0
[83 empty] | 47.1791 | 0 | 0 | 48.03 | 48.03 | 0 | 0 | 48.8809 | 48.8809 | 0 | 0 | 49.7318 | 49.7318 | 0 | 0 | 50.5827 | 50.5827 | 0 | 0 | 51.4336 | 51.4336 | 0
[83 empty] | 47.1791 | 0 | 0 | 48.03 | 48.03 | 0 | 0 | 48.8809 | 48.8809 | 0 | 0 | 49.7318 | 49.7318 | 0 | 0 | 50.5827 | 50.5827 | 0 | 0 | 51.4336 | 51.4336 | 0
[83 empty] | 47.1791 | 0 | 0 | 48.03 | 48.03 | 0 | 0 | 48.8809 | 48.8809 | 0 | 0 | 49.7318 | 49.7318 | 0 | 0 | 50.5827 | 50.5827 | 0 | 0 | 51.4336 | 51.4336 | 0
[83 empty] | 47.1791 | 0 | 0 | 48.03 | 48.03 | 0 | 0 | 48.8809 | 48.8809 | 0 | 0 | 49.7318 | 49.7318 | 0 | 0 | 50.5827 | 50.5827 | 0 | 0 | 51.4336 | 51.4336 | 0
[83 empty] | 47.1791 | 0 | 0 | 48.03 | 48.03 | 0 | 0 | 48.8809 | 48.8809 | 0 | 0 | 49.7318 | 49.7318 | 0 | 0 | 50.5827 | 50.5827 | 0 | 0 | 51.4336 | 51.4336 | 0
[83 empty] | 47.1791 | 0 | 0 | 48.03 | 48.03 | 0 | 0 | 48.8809 | 48.8809 | 0 | 0 | 49.7318 | 49.7318 | 0 | 0 | 50.5827 | 50.5827 | 0 | 0 | 51.4336 | 51.4336 | 0
[83 empty] | 47.1791 | 0 | 0 | 48.03 | 48.03 | 0 | 0 | 48.8809 | 48.8809 | 0 | 0 | 49.7318 | 49.7318 | 0 | 0 | 50.5827 | 50.5827 | 0 | 0 | 51.4336 | 51.4336 | 0
[83 empty] | 47.1791 | 0 | 0 | 48.03 | 48.03 | 0 | 0 | 48.8809 | 48.8809 | 0 | 0 | 49.7318 | 49.7318 | 0 | 0 | 50.5827 | 50.5827 | 0 | 0 | 51.4336 | 51.4336 | 0
[83 empty] | 47.1791 | 0 | 0 | 48.03 | 48.03 | 0 | 0 | 48.8809 | 48.8809 | 0 | 0 | 49.7318 | 49.7318 | 0 | 0 | 50.5827 | 50.5827 | 0 | 0 | 51.4336 | 51.4336 | 0
[83 empty] | 47.1791 | 0 | 0 | 48.03 | 48.03 | 0 | 0 | 48.8809 | 48.8809 | 0 | 0 | 49.7318 | 49.7318 | 0 | 0 | 50.5827 | 50.5827 | 0 | 0 | 51.4336 | 51.4336 | 0
[83 empty] | 47.1791 | 0 | 0 | 48.03 | 48.03 | 0 | 0 | 48.8809 | 48.8809 | 0 | 0 | 49.7318 | 49.7318 | 0 | 0 | 50.5827 | 50.5827 | 0 | 0 | 51.4336 | 51.4336 | 0
[83 empty] | 47.1791 | 0 | 0 | 48.03 | 48.03 | 0 | 0 | 48.8809 | 48.8809 | 0 | 0 | 49.7318 | 49.7318 | 0 | 0 | 50.5827 | 50.5827 | 0 | 0 | 51.4336 | 51.4336 | 0
[83 empty] | 47.1791 | 0 | 0 | 48.03 | 48.03 | 0 | 0 | 48.8809 | 48.8809 | 0 | 0 | 49.7318 | 49.7318 | 0 | 0 | 50.5827 | 50.5827 | 0 | 0 | 51.4336 | 51.4336 | 0
[83 empty] | 47.1791 | 0 | 0 | 48.03 | 48.03 | 0 | 0 | 48.8809 | 48.8809 | 0 | 0 | 49.7318 | 49.7318 | 0 | 0 | 50.5827 | 50.5827 | 0 | 0 | 51.4336 | 51.4336 | 0
[83 empty] | 47.1791 | 0 | 0 | 48.03 | 48.03 | 0 | 0 | 48.8809 | 48.8809 | 0 | 0 | 49.7318 | 49.7318 | 0 | 0 | 50.5827 | 50.5827 | 0 | 0 | 51.4336 | 51.4336 | 0
[83 empty] | 47.1791 | 0 | 0 | 48.03 | 48.03 | 0 | 0 | 48.8809 | 48.8809 | 0 | 0 | 49.7318 | 49.7318 | 0 | 0 | 50.5827 | 50.5827 | 0 | 0 | 51.4336 | 51.4336 | 0
[83 empty] | 47.1791 | 0 | 0 | 48.03 | 48.03 | 0 | 0 | 48.8809 | 48.8809 | 0 | 0 | 49.7318 | 49.7318 | 0 | 0 | 50.5827 | 50.5827 | 0 | 0 | 51.4336 | 51.4336 | 0
[83 empty] | 47.1791 | 0 | 0 | 48.03 | 48.03 | 0 | 0 | 48.8809 | 48.8809 | 0 | 0 | 49.7318 | 49.7318 | 0 | 0 | 50.5827 | 50.5827 | 0 | 0 | 51.4336 | 51.4336 | 0
[83 empty] | 47.1791 | 0 | 0 | 48.03 | 48.03 | 0 | 0 | 48.8809 | 48.8809 | 0 | 0 | 49.7318 | 49.7318 | 0 | 0 | 50.5827 | 50.5827 | 0 | 0 | 51.4336 | 51.4336 | 0
[83 empty] | 47.1791 | 0 | 0 | 48.03 | 48.03 | 0 | 0 | 48.8809 | 48.8809 | 0 | 0 | 49.7318 | 49.7318 | 0 | 0 | 50.5827 | 50.5827 | 0 | 0 | 51.4336 | 51.4336 | 0
[83 empty] | 47.1791 | 0 | 0 | 48.03 | 48.03 | 0 | 0 | 48.8809 | 48.8809 | 0 | 0 | 49.7318 | 49.7318 | 0 | 0 | 50.5827 | 50.5827 | 0 | 0 | 51.4336 | 51.4336 | 0
[83 empty] | 47.1791 | 0 | 0 | 48.03 | 48.03 | 0 | 0 | 48.8809 | 48.8809 | 0 | 0 | 49.7318 | 49.7318 | 0 | 0 | 50.5827 | 50.5827 | 0 | 0 | 51.4336 | 51.4336 | 0
[83 empty] | 47.1791 | 0 | 0 | 48.03 | 48.03 | 0 | 0 | 48.8809 | 48.8809 | 0 | 0 | 49.7318 | 49.7318 | 0 | 0 | 50.5827 | 50.5827 | 0 | 0 | 51.4336 | 51.4336 | 0
[83 empty] | 47.1791 | 0 | 0 | 48.03 | 48.03 | 0 | 0 | 48.8809 | 48.8809 | 0 | 0 | 49.7318 | 49.7318 | 0 | 0 | 50.5827 | 50.5827 | 0 | 0 | 51.4336 | 51.4336 | 0
[83 empty] | 47.1791 | 0 | 0 | 48.03 | 48.03 | 0 | 0 | 48.8809 | 48.8809 | 0 | 0 | 49.7318 | 49.7318 | 0 | 0 | 50.5827 | 50.5827 | 0 | 0 | 51.4336 | 51.4336 | 0
[83 empty] | 47.1791 | 0 | 0 | 48.03 | 48.03 | 0 | 0 | 48.8809 | 48.8809 | 0 | 0 | 49.7318 | 49.7318 | 0 | 0 | 50.5827 | 50.5827 | 0 | 0 | 51.4336 | 51.4336 | 0
[83 empty] | 47.1791 | 0 | 0 | 48.03 | 48.03 | 0 | 0 | 48.8809 | 48.8809 | 0 | 0 | 49.7318 | 49.7318 | 0 | 0 | 50.5827 | 50.5827 | 0 | 0 | 51.4336 | 51.4336 | 0
[83 empty] | 47.1791 | 0 | 0 | 48.03 | 48.03 | 0 | 0 | 48.8809 | 48.8809 | 0 | 0 | 49.7318 | 49.7318 | 0 | 0 | 50.5827 | 50.5827 | 0 | 0 | 51.4336 | 51.4336 | 0
[83 empty] | 47.1791 | 0 | 0 | 48.03 | 48.03 | 0 | 0 | 48.8809 | 48.8809 | 0 | 0 | 49.7318 | 49.7318 | 0 | 0 | 50.5827 | 50.5827 | 0 | 0 | 51.4336 | 51.4336 | 0
[83 empty] | 47.1791 | 0 | 0 | 48.03 | 48.03 | 0 | 0 | 48.8809 | 48.8809 | 0 | 0 | 49.7318 | 49.7318 | 0 | 0 | 50.5827 | 50.5827 | 0 | 0 | 51.4336 | 51.4336 | 0
[83 empty] | 47.1791 | 0 | 0 | 48.03 | 48.03 | 0 | 0 | 48.8809 | 48.8809 | 0 | 0 | 49.7318 | 49.7318 | 0 | 0 | 50.5827 | 50.5827 | 0 | 0 | 51.4336 | 51.4336 | 0
[83 empty] | 47.1791 | 0 | 0 | 48.03 | 48.03 | 0 | 0 | 48.8809 | 48.8809 | 0 | 0 | 49.7318 | 49.7318 | 0 | 0 | 50.5827 | 50.5827 | 0 | 0 | 51.4336 | 51.4336 | 0
[83 empty] | 47.1791 | 0 | 0 | 48.03 | 48.03 | 0 | 0 | 48.8809 | 48.8809 | 0 | 0 | 49.7318 | 49.7318 | 0 | 0 | 50.5827 | 50.5827 | 0 | 0 | 51.4336 | 51.4336 | 0
[83 empty] | 47.1791 | 0 | 0 | 48.03 | 48.03 | 0 | 0 | 48.8809 | 48.8809 | 0 | 0 | 49.7318 | 49.7318 | 0 | 0 | 50.5827 | 50.5827 | 0 | 0 | 51.4336 | 51.4336 | 0
[83 empty] | 47.1791 | 0 | 0 | 48.03 | 48.03 | 0 | 0 | 48.8809 | 48.8809 | 0 | 0 | 49.7318 | 49.7318 | 0 | 0 | 50.5827 | 50.5827 | 0 | 0 | 51.4336 | 51.4336 | 0
[83 empty] | 47.1791 | 0 | 0 | 48.03 | 48.03 | 0 | 0 | 48.8809 | 48.8809 | 0 | 0 | 49.7318 | 49.7318 | 0 | 0 | 50.5827 | 50.5827 | 0 | 0 | 51.4336 | 51.4336 | 0
[83 empty] | 47.1791 | 0 | 0 | 48.03 | 48.03 | 0 | 0 | 48.8809 | 48.8809 | 0 | 0 | 49.7318 | 49.7318 | 0 | 0 | 50.5827 | 50.5827 | 0 | 0 | 51.4336 | 51.4336 | 0
[83 empty] | 47.1791 | 0 | 0 | 48.03 | 48.03 | 0 | 0 | 48.8809 | 48.8809 | 0 | 0 | 49.7318 | 49.7318 | 0 | 0 | 50.5827 | 50.5827 | 0 | 0 | 51.4336 | 51.4336 | 0
[83 empty] | 47.1791 | 0 | 0 | 48.03 | 48.03 | 0 | 0 | 48.8809 | 48.8809 | 0 | 0 | 49.7318 | 49.7318 | 0 | 0 | 50.5827 | 50.5827 | 0 | 0 | 51.4336 | 51.4336 | 0
[83 empty] | 47.1791 | 0 | 0 | 48.03 | 48.03 | 0 | 0 | 48.8809 | 48.8809 | 0 | 0 | 49.7318 | 49.7318 | 0 | 0 | 50.5827 | 50.5827 | 0 | 0 | 51.4336 | 51.4336 | 0
[83 empty] | 47.1791 | 0 | 0 | 48.03 | 48.03 | 0 | 0 | 48.8809 | 48.8809 | 0 | 0 | 49.7318 | 49.7318 | 0 | 0 | 50.5827 | 50.5827 | 0 | 0 | 51.4336 | 51.4336 | 0
[83 empty] | 47.1791 | 0 | 0 | 48.03 | 48.03 | 0 | 0 | 48.8809 | 48.8809 | 0 | 0 | 49.7318 | 49.7318 | 0 | 0 | 50.5827 | 50.5827 | 0 | 0 | 51.4336 | 51.4336 | 0
[83 empty] | 47.1791 | 0 | 0 | 48.03 | 48.03 | 0 | 0 | 48.8809 | 48.8809 | 0 | 0 | 49.7318 | 49.7318 | 0 | 0 | 50.5827 | 50.5827 | 0 | 0 | 51.4336 | 51.4336 | 0
[83 empty] | 47.1791 | 0 | 0 | 48.03 | 48.03 | 0 | 0 | 48.8809 | 48.8809 | 0 | 0 | 49.7318 | 49.7318 | 0 | 0 | 50.5827 | 50.5827 | 0 | 0 | 51.4336 | 51.4336 | 0
[83 empty] | 47.1791 | 0 | 0 | 48.03 | 48.03 | 0 | 0 | 48.8809 | 48.8809 | 0 | 0 | 49.7318 | 49.7318 | 0 | 0 | 50.5827 | 50.5827 | 0 | 0 | 51.4336 | 51.4336 | 0
[83 empty] | 47.1791 | 0 | 0 | 48.03 | 48.03 | 0 | 0 | 48.8809 | 48.8809 | 0 | 0 | 49.7318 | 49.7318 | 0 | 0 | 50.5827 | 50.5827 | 0 | 0 | 51.4336 | 51.4336 | 0
[83 empty] | 47.1791 | 0 | 0 | 48.03 | 48.03 | 0 | 0 | 48.8809 | 48.8809 | 0 | 0 | 49.7318 | 49.7318 | 0 | 0 | 50.5827 | 50.5827 | 0 | 0 | 51.4336 | 51.4336 | 0
[83 empty] | 47.1791 | 0 | 0 | 48.03 | 48.03 | 0 | 0 | 48.8809 | 48.8809 | 0 | 0 | 49.7318 | 49.7318 | 0 | 0 | 50.5827 | 50.5827 | 0 | 0 | 51.4336 | 51.4336 | 0
[83 empty] | 47.1791 | 0 | 0 | 48.03 | 48.03 | 0 | 0 | 48.8809 | 48.8809 | 0 | 0 | 49.7318 | 49.7318 | 0 | 0 | 50.5827 | 50.5827 | 0 | 0 | 51.4336 | 51.4336 | 0
[83 empty] | 47.1791 | 0 | 0 | 48.03 | 48.03 | 0 | 0 | 48.8809 | 48.8809 | 0 | 0 | 49.7318 | 49.7318 | 0 | 0 | 50.5827 | 50.5827 | 0 | 0 | 51.4336 | 51.4336 | 0
[83 empty] | 47.1791 | 0 | 0 | 48.03 | 48.03 | 0 | 0 | 48.8809 | 48.8809 | 0 | 0 | 49.7318 | 49.7318 | 0 | 0 | 50.5827 | 50.5827 | 0 | 0 | 51.4336 | 51.4336 | 0
[83 empty] | 47.1791 | 0 | 0 | 48.03 | 48.03 | 0 | 0 | 48.8809 | 48.8809 | 0 | 0 | 49.7318 | 49.7318 | 0 | 0 | 50.5827 | 50.5827 | 0 | 0 | 51.4336 | 51.4336 | 0
[83 empty] | 47.1791 | 0 | 0 | 48.03 | 48.03 | 0 | 0 | 48.8809 | 48.8809 | 0 | 0 | 49.7318 | 49.7318 | 0 | 0 | 50.5827 | 50.5827 | 0 | 0 | 51.4336 | 51.4336 | 0
[83 empty] | 47.1791 | 0 | 0 | 48.03 | 48.03 | 0 | 0 | 48.8809 | 48.8809 | 0 | 0 | 49.7318 | 49.7318 | 0 | 0 | 50.5827 | 50.5827 | 0 | 0 | 51.4336 | 51.4336 | 0
[83 empty] | 47.1791 | 0 | 0 | 48.03 | 48.03 | 0 | 0 | 48.8809 | 48.8809 | 0 | 0 | 49.7318 | 49.7318 | 0 | 0 | 50.5827 | 50.5827 | 0 | 0 | 51.4336 | 51.4336 | 0
[83 empty] | 47.1791 | 0 | 0 | 48.03 | 48.03 | 0 | 0 | 48.8809 | 48.8809 | 0 | 0 | 49.7318 | 49.7318 | 0 | 0 | 50.5827 | 50.5827 | 0 | 0 | 51.4336 | 51.4336 | 0
[83 empty] | 47.1791 | 0 | 0 | 48.03 | 48.03 | 0 | 0 | 48.8809 | 48.8809 | 0 | 0 | 49.7318 | 49.7318 | 0 | 0 | 50.5827 | 50.5827 | 0 | 0 | 51.4336 | 51.4336 | 0
[83 empty] | 47.1791 | 0 | 0 | 48.03 | 48.03 | 0 | 0 | 48.8809 | 48.8809 | 0 | 0 | 49.7318 | 49.7318 | 0 | 0 | 50.5827 | 50.5827 | 0 | 0 | 51.4336 | 51.4336 | 0
[83 empty] | 47.1791 | 0 | 0 | 48.03 | 48.03 | 0 | 0 | 48.8809 | 48.8809 | 0 | 0 | 49.7318 | 49.7318 | 0 | 0 | 50.5827 | 50.5827 | 0 | 0 | 51.4336 | 51.4336 | 0
[83 empty] | 47.1791 | 0 | 0 | 48.03 | 48.03 | 0 | 0 | 48.8809 | 48.8809 | 0 | 0 | 49.7318 | 49.7318 | 0 | 0 | 50.5827 | 50.5827 | 0 | 0 | 51.4336 | 51.4336 | 0
[83 empty] | 47.1791 | 0 | 0 | 48.03 | 48.03 | 0 | 0 | 48.8809 | 48.8809 | 0 | 0 | 49.7318 | 49.7318 | 0 | 0 | 50.5827 | 50.5827 | 0 | 0 | 51.4336 | 51.4336 | 0
[83 empty] | 47.1791 | 0 | 0 | 48.03 | 48.03 | 0 | 0 | 48.8809 | 48.8809 | 0 | 0 | 49.7318 | 49.7318 | 0 | 0 | 50.5827 | 50.5827 | 0 | 0 | 51.4336 | 51.4336 | 0
[83 empty] | 47.1791 | 0 | 0 | 48.03 | 48.03 | 0 | 0 | 48.8809 | 48.8809 | 0 | 0 | 49.7318 | 49.7318 | 0 | 0 | 50.5827 | 50.5827 | 0 | 0 | 51.4336 | 51.4336 | 0
[83 empty] | 47.1791 | 0 | 0 | 48.03 | 48.03 | 0 | 0 | 48.8809 | 48.8809 | 0 | 0 | 49.7318 | 49.7318 | 0 | 0 | 50.5827 | 50.5827 | 0 | 0 | 51.4336 | 51.4336 | 0
[83 empty] | 47.1791 | 0 | 0 | 48.03 | 48.03 | 0 | 0 | 48.8809 | 48.8809 | 0 | 0 | 49.7318 | 49.7318 | 0 | 0 | 50.5827 | 50.5827 | 0 | 0 | 51.4336 | 51.4336 | 0
[83 empty] | 47.1791 | 0 | 0 | 48.03 | 48.03 | 0 | 0 | 48.8809 | 48.8809 | 0 | 0 | 49.7318 | 49.7318 | 0 | 0 | 50.5827 | 50.5827 | 0 | 0 | 51.4336 | 51.4336 | 0
[83 empty] | 47.1791 | 0 | 0 | 48.03 | 48.03 | 0 | 0 | 48.8809 | 48.8809 | 0 | 0 | 49.7318 | 49.7318 | 0 | 0 | 50.5827 | 50.5827 | 0 | 0 | 51.4336 | 51.4336 | 0
[83 empty] | 47.1791 | 0 | 0 | 48.03 | 48.03 | 0 | 0 | 48.8809 | 48.8809 | 0 | 0 | 49.7318 | 49.7318 | 0 | 0 | 50.5827 | 50.5827 | 0 | 0 | 51.4336 | 51.4336 | 0
[83 empty] | 47.1791 | 0 | 0 | 48.03 | 48.03 | 0 | 0 | 48.8809 | 48.8809 | 0 | 0 | 49.7318 | 49.7318 | 0 | 0 | 50.5827 | 50.5827 | 0 | 0 | 51.4336 | 51.4336 | 0
[83 empty] | 47.1791 | 0 | 0 | 48.03 | 48.03 | 0 | 0 | 48.8809 | 48.8809 | 0 | 0 | 49.7318 | 49.7318 | 0 | 0 | 50.5827 | 50.5827 | 0 | 0 | 51.4336 | 51.4336 | 0
[83 empty] | 47.1791 | 0 | 0 | 48.03 | 48.03 | 0 | 0 | 48.8809 | 48.8809 | 0 | 0 | 49.7318 | 49.7318 | 0 | 0 | 50.5827 | 50.5827 | 0 | 0 | 51.4336 | 51.4336 | 0
[83 empty] | 47.1791 | 0 | 0 | 48.03 | 48.03 | 0 | 0 | 48.8809 | 48.8809 | 0 | 0 | 49.7318 | 49.7318 | 0 | 0 | 50.5827 | 50.5827 | 0 | 0 | 51.4336 | 51.4336 | 0
[83 empty] | 47.1791 | 0 | 0 | 48.03 | 48.03 | 0 | 0 | 48.8809 | 48.8809 | 0 | 0 | 49.7318 | 49.7318 | 0 | 0 | 50.5827 | 50.5827 | 0 | 0 | 51.4336 | 51.4336 | 0
[83 empty] | 47.1791 | 0 | 0 | 48.03 | 48.03 | 0 | 0 | 48.8809 | 48.8809 | 0 | 0 | 49.7318 | 49.7318 | 0 | 0 | 50.5827 | 50.5827 | 0 | 0 | 51.4336 | 51.4336 | 0
[83 empty] | 47.1791 | 0 | 0 | 48.03 | 48.03 | 0 | 0 | 48.8809 | 48.8809 | 0 | 0 | 49.7318 | 49.7318 | 0 | 0 | 50.5827 | 50.5827 | 0 | 0 | 51.4336 | 51.4336 | 0
[83 empty] | 47.1791 | 0 | 0 | 48.03 | 48.03 | 0 | 0 | 48.8809 | 48.8809 | 0 | 0 | 49.7318 | 49.7318 | 0 | 0 | 50.5827 | 50.5827 | 0 | 0 | 51.4336 | 51.4336 | 0
[83 empty] | 47.1791 | 0 | 0 | 48.03 | 48.03 | 0 | 0 | 48.8809 | 48.8809 | 0 | 0 | 49.7318 | 49.7318 | 0 | 0 | 50.5827 | 50.5827 | 0 | 0 | 51.4336 | 51.4336 | 0
[83 empty] | 47.1791 | 0 | 0 | 48.03 | 48.03 | 0 | 0 | 48.8809 | 48.8809 | 0 | 0 | 49.7318 | 49.7318 | 0 | 0 | 50.5827 | 50.5827 | 0 | 0 | 51.4336 | 51.4336 | 0
[83 empty] | 47.1791 | 0 | 0 | 48.03 | 48.03 | 0 | 0 | 48.8809 | 48.8809 | 0 | 0 | 49.7318 | 49.7318 | 0 | 0 | 50.5827 | 50.5827 | 0 | 0 | 51.4336 | 51.4336 | 0
[83 empty] | 47.1791 | 0 | 0 | 48.03 | 48.03 | 0 | 0 | 48.8809 | 48.8809 | 0 | 0 | 49.7318 | 49.7318 | 0 | 0 | 50.5827 | 50.5827 | 0 | 0 | 51.4336 | 51.4336 | 0
[83 empty] | 47.1791 | 0 | 0 | 48.03 | 48.03 | 0 | 0 | 48.8809 | 48.8809 | 0 | 0 | 49.7318 | 49.7318 | 0 | 0 | 50.5827 | 50.5827 | 0 | 0 | 51.4336 | 51.4336 | 0
[83 empty] | 47.1791 | 0 | 0 | 48.03 | 48.03 | 0 | 0 | 48.8809 | 48.8809 | 0 | 0 | 49.7318 | 49.7318 | 0 | 0 | 50.5827 | 50.5827 | 0 | 0 | 51.4336 | 51.4336 | 0
[83 empty] | 47.1791 | 0 | 0 | 48.03 | 48.03 | 0 | 0 | 48.8809 | 48.8809 | 0 | 0 | 49.7318 | 49.7318 | 0 | 0 | 50.5827 | 50.5827 | 0 | 0 | 51.4336 | 51.4336 | 0
[83 empty] | 47.1791 | 0 | 0 | 48.03 | 48.03 | 0 | 0 | 48.8809 | 48.8809 | 0 | 0 | 49.7318 | 49.7318 | 0 | 0 | 50.5827 | 50.5827 | 0 | 0 | 51.4336 | 51.4336 | 0
[83 empty] | 47.1791 | 0 | 0 | 48.03 | 48.03 | 0 | 0 | 48.8809 | 48.8809 | 0 | 0 | 49.7318 | 49.7318 | 0 | 0 | 50.5827 | 50.5827 | 0 | 0 | 51.4336 | 51.4336 | 0
[83 empty] | 47.1791 | 0 | 0 | 48.03 | 48.03 | 0 | 0 | 48.8809 | 48.8809 | 0 | 0 | 49.7318 | 49.7318 | 0 | 0 | 50.5827 | 50.5827 | 0 | 0 | 51.4336 | 51.4336 | 0
[83 empty] | 47.1791 | 0 | 0 | 48.03 | 48.03 | 0 | 0 | 48.8809 | 48.8809 | 0 | 0 | 49.7318 | 49.7318 | 0 | 0 | 50.5827 | 50.5827 | 0 | 0 | 51.4336 | 51.4336 | 0
[83 empty] | 47.1791 | 0 | 0 | 48.03 | 48.03 | 0 | 0 | 48.8809 | 48.8809 | 0 | 0 | 49.7318 | 49.7318 | 0 | 0 | 50.5827 | 50.5827 | 0 | 0 | 51.4336 | 51.4336 | 0
[83 empty] | 47.1791 | 0 | 0 | 48.03 | 48.03 | 0 | 0 | 48.8809 | 48.8809 | 0 | 0 | 49.7318 | 49.7318 | 0 | 0 | 50.5827 | 50.5827 | 0 | 0 | 51.4336 | 51.4336 | 0
[83 empty] | 47.1791 | 0 | 0 | 48.03 | 48.03 | 0 | 0 | 48.8809 | 48.8809 | 0 | 0 | 49.7318 | 49.7318 | 0 | 0 | 50.5827 | 50.5827 | 0 | 0 | 51.4336 | 51.4336 | 0
[83 empty] | 47.1791 | 0 | 0 | 48.03 | 48.03 | 0 | 0 | 48.8809 | 48.8809 | 0 | 0 | 49.7318 | 49.7318 | 0 | 0 | 50.5827 | 50.5827 | 0 | 0 | 51.4336 | 51.4336 | 0
[83 empty] | 47.1791 | 0 | 0 | 48.03 | 48.03 | 0 | 0 | 48.8809 | 48.8809 | 0 | 0 | 49.7318 | 49.7318 | 0 | 0 | 50.5827 | 50.5827 | 0 | 0 | 51.4336 | 51.4336 | 0
[83 empty] | 47.1791 | 0 | 0 | 48.03 | 48.03 | 0 | 0 | 48.8809 | 48.8809 | 0 | 0 | 49.7318 | 49.7318 | 0 | 0 | 50.5827 | 50.5827 | 0 | 0 | 51.4336 | 51.4336 | 0
[83 empty] | 47.1791 | 0 | 0 | 48.03 | 48.03 | 0 | 0 | 48.8809 | 48.8809 | 0 | 0 | 49.7318 | 49.7318 | 0 | 0 | 50.5827 | 50.5827 | 0 | 0 | 51.4336 | 51.4336 | 0
[83 empty] | 47.1791 | 0 | 0 | 48.03 | 48.03 | 0 | 0 | 48.8809 | 48.8809 | 0 | 0 | 49.7318 | 49.7318 | 0 | 0 | 50.5827 | 50.5827 | 0 | 0 | 51.4336 | 51.4336 | 0
[83 empty] | 47.1791 | 0 | 0 | 48.03 | 48.03 | 0 | 0 | 48.8809 | 48.8809 | 0 | 0 | 49.7318 | 49.7318 | 0 | 0 | 50.5827 | 50.5827 | 0 | 0 | 51.4336 | 51.4336 | 0
[83 empty] | 47.1791 | 0 | 0 | 48.03 | 48.03 | 0 | 0 | 48.8809 | 48.8809 | 0 | 0 | 49.7318 | 49.7318 | 0 | 0 | 50.5827 | 50.5827 | 0 | 0 | 51.4336 | 51.4336 | 0
[83 empty] | 47.1791 | 0 | 0 | 48.03 | 48.03 | 0 | 0 | 48.8809 | 48.8809 | 0 | 0 | 49.7318 | 49.7318 | 0 | 0 | 50.5827 | 50.5827 | 0 | 0 | 51.4336 | 51.4336 | 0
[83 empty] | 47.1791 | 0 | 0 | 48.03 | 48.03 | 0 | 0 | 48.8809 | 48.8809 | 0 | 0 | 49.7318 | 49.7318 | 0 | 0 | 50.5827 | 50.5827 | 0 | 0 | 51.4336 | 51.4336 | 0
[83 empty] | 47.1791 | 0 | 0 | 48.03 | 48.03 | 0 | 0 | 48.8809 | 48.8809 | 0 | 0 | 49.7318 | 49.7318 | 0 | 0 | 50.5827 | 50.5827 | 0 | 0 | 51.4336 | 51.4336 | 0
[83 empty] | 47.1791 | 0 | 0 | 48.03 | 48.03 | 0 | 0 | 48.8809 | 48.8809 | 0 | 0 | 49.7318 | 49.7318 | 0 | 0 | 50.5827 | 50.5827 | 0 | 0 | 51.4336 | 51.4336 | 0
[83 empty] | 47.1791 | 0 | 0 | 48.03 | 48.03 | 0 | 0 | 48.8809 | 48.8809 | 0 | 0 | 49.7318 | 49.7318 | 0 | 0 | 50.5827 | 50.5827 | 0 | 0 | 51.4336 | 51.4336 | 0
[83 empty] | 47.1791 | 0 | 0 | 48.03 | 48.03 | 0 | 0 | 48.8809 | 48.8809 | 0 | 0 | 49.7318 | 49.7318 | 0 | 0 | 50.5827 | 50.5827 | 0 | 0 | 51.4336 | 51.4336 | 0
[83 empty] | 47.1791 | 0 | 0 | 48.03 | 48.03 | 0 | 0 | 48.8809 | 48.8809 | 0 | 0 | 49.7318 | 49.7318 | 0 | 0 | 50.5827 | 50.5827 | 0 | 0 | 51.4336 | 51.4336 | 0
[83 empty] | 47.1791 | 0 | 0 | 48.03 | 48.03 | 0 | 0 | 48.8809 | 48.8809 | 0 | 0 | 49.7318 | 49.7318 | 0 | 0 | 50.5827 | 50.5827 | 0 | 0 | 51.4336 | 51.4336 | 0
[83 empty] | 47.1791 | 0 | 0 | 48.03 | 48.03 | 0 | 0 | 48.8809 | 48.8809 | 0 | 0 | 49.7318 | 49.7318 | 0 | 0 | 50.5827 | 50.5827 | 0 | 0 | 51.4336 | 51.4336 | 0
[83 empty] | 47.1791 | 0 | 0 | 48.03 | 48.03 | 0 | 0 | 48.8809 | 48.8809 | 0 | 0 | 49.7318 | 49.7318 | 0 | 0 | 50.5827 | 50.5827 | 0 | 0 | 51.4336 | 51.4336 | 0
[83 empty] | 47.1791 | 0 | 0 | 48.03 | 48.03 | 0 | 0 | 48.8809 | 48.8809 | 0 | 0 | 49.7318 | 49.7318 | 0 | 0 | 50.5827 | 50.5827 | 0 | 0 | 51.4336 | 51.4336 | 0
[83 empty] | 47.1791 | 0 | 0 | 48.03 | 48.03 | 0 | 0 | 48.8809 | 48.8809 | 0 | 0 | 49.7318 | 49.7318 | 0 | 0 | 50.5827 | 50.5827 | 0 | 0 | 51.4336 | 51.4336 | 0
[83 empty] | 47.1791 | 0 | 0 | 48.03 | 48.03 | 0 | 0 | 48.8809 | 48.8809 | 0 | 0 | 49.7318 | 49.7318 | 0 | 0 | 50.5827 | 50.5827 | 0 | 0 | 51.4336 | 51.4336 | 0
[83 empty] | 47.1791 | 0 | 0 | 48.03 | 48.03 | 0 | 0 | 48.8809 | 48.8809 | 0 | 0 | 49.7318 | 49.7318 | 0 | 0 | 50.5827 | 50.5827 | 0 | 0 | 51.4336 | 51.4336 | 0
[83 empty] | 47.1791 | 0 | 0 | 48.03 | 48.03 | 0 | 0 | 48.8809 | 48.8809 | 0 | 0 | 49.7318 | 49.7318 | 0 | 0 | 50.5827 | 50.5827 | 0 | 0 | 51.4336 | 51.4336 | 0
[83 empty] | 47.1791 | 0 | 0 | 48.03 | 48.03 | 0 | 0 | 48.8809 | 48.8809 | 0 | 0 | 49.7318 | 49.7318 | 0 | 0 | 50.5827 | 50.5827 | 0 | 0 | 51.4336 | 51.4336 | 0
[83 empty] | 47.1791 | 0 | 0 | 48.03 | 48.03 | 0 | 0 | 48.8809 | 48.8809 | 0 | 0 | 49.7318 | 49.7318 | 0 | 0 | 50.5827 | 50.5827 | 0 | 0 | 51.4336 | 51.4336 | 0
[83 empty] | 47.1791 | 0 | 0 | 48.03 | 48.03 | 0 | 0 | 48.8809 | 48.8809 | 0 | 0 | 49.7318 | 49.7318 | 0 | 0 | 50.5827 | 50.5827 | 0 | 0 | 51.4336 | 51.4336 | 0
[83 empty] | 47.1791 | 0 | 0 | 48.03 | 48.03 | 0 | 0 | 48.8809 | 48.8809 | 0 | 0 | 49.7318 | 49.7318 | 0 | 0 | 50.5827 | 50.5827 | 0 | 0 | 51.4336 | 51.4336 | 0
[83 empty] | 47.1791 | 0 | 0 | 48.03 | 48.03 | 0 | 0 | 48.8809 | 48.8809 | 0 | 0 | 49.7318 | 49.7318 | 0 | 0 | 50.5827 | 50.5827 | 0 | 0 | 51.4336 | 51.4336 | 0
[83 empty] | 47.1791 | 0 | 0 | 48.03 | 48.03 | 0 | 0 | 48.8809 | 48.8809 | 0 | 0 | 49.7318 | 49.7318 | 0 | 0 | 50.5827 | 50.5827 | 0 | 0 | 51.4336 | 51.4336 | 0
[83 empty] | 47.1791 | 0 | 0 | 48.03 | 48.03 | 0 | 0 | 48.8809 | 48.8809 | 0 | 0 | 49.7318 | 49.7318 | 0 | 0 | 50.5827 | 50.5827 | 0 | 0 | 51.4336 | 51.4336 | 0
[83 empty] | 47.1791 | 0 | 0 | 48.03 | 48.03 | 0 | 0 | 48.8809 | 48.8809 | 0 | 0 | 49.7318 | 49.7318 | 0 | 0 | 50.5827 | 50.5827 | 0 | 0 | 51.4336 | 51.4336 | 0
[83 empty] | 47.1791 | 0 | 0 | 48.03 | 48.03 | 0 | 0 | 48.8809 | 48.8809 | 0 | 0 | 49.7318 | 49.7318 | 0 | 0 | 50.5827 | 50.5827 | 0 | 0 | 51.4336 | 51.4336 | 0
[83 empty] | 47.1791 | 0 | 0 | 48.03 | 48.03 | 0 | 0 | 48.8809 | 48.8809 | 0 | 0 | 49.7318 | 49.7318 | 0 | 0 | 50.5827 | 50.5827 | 0 | 0 | 51.4336 | 51.4336 | 0
[83 empty] | 47.1791 | 0 | 0 | 48.03 | 48.03 | 0 | 0 | 48.8809 | 48.8809 | 0 | 0 | 49.7318 | 49.7318 | 0 | 0 | 50.5827 | 50.5827 | 0 | 0 | 51.4336 | 51.4336 | 0
[83 empty] | 47.1791 | 0 | 0 | 48.03 | 48.03 | 0 | 0 | 48.8809 | 48.8809 | 0 | 0 | 49.7318 | 49.7318 | 0 | 0 | 50.5827 | 50.5827 | 0 | 0 | 51.4336 | 51.4336 | 0
[83 empty] | 47.1791 | 0 | 0 | 48.03 | 48.03 | 0 | 0 | 48.8809 | 48.8809 | 0 | 0 | 49.7318 | 49.7318 | 0 | 0 | 50.5827 | 50.5827 | 0 | 0 | 51.4336 | 51.4336 | 0
[83 empty] | 47.1791 | 0 | 0 | 48.03 | 48.03 | 0 | 0 | 48.8809 | 48.8809 | 0 | 0 | 49.7318 | 49.7318 | 0 | 0 | 50.5827 | 50.5827 | 0 | 0 | 51.4336 | 51.4336 | 0
[83 empty] | 47.1791 | 0 | 0 | 48.03 | 48.03 | 0 | 0 | 48.8809 | 48.8809 | 0 | 0 | 49.7318 | 49.7318 | 0 | 0 | 50.5827 | 50.5827 | 0 | 0 | 51.4336 | 51.4336 | 0
[83 empty] | 47.1791 | 0 | 0 | 48.03 | 48.03 | 0 | 0 | 48.8809 | 48.8809 | 0 | 0 | 49.7318 | 49.7318 | 0 | 0 | 50.5827 | 50.5827 | 0 | 0 | 51.4336 | 51.4336 | 0
[83 empty] | 47.1791 | 0 | 0 | 48.03 | 48.03 | 0 | 0 | 48.8809 | 48.8809 | 0 | 0 | 49.7318 | 49.7318 | 0 | 0 | 50.5827 | 50.5827 | 0 | 0 | 51.4336 | 51.4336 | 0
[83 empty] | 47.1791 | 0 | 0 | 48.03 | 48.03 | 0 | 0 | 48.8809 | 48.8809 | 0 | 0 | 49.7318 | 49.7318 | 0 | 0 | 50.5827 | 50.5827 | 0 | 0 | 51.4336 | 51.4336 | 0
[83 empty] | 47.1791 | 0 | 0 | 48.03 | 48.03 | 0 | 0 | 48.8809 | 48.8809 | 0 | 0 | 49.7318 | 49.7318 | 0 | 0 | 50.5827 | 50.5827 | 0 | 0 | 51.4336 | 51.4336 | 0
[83 empty] | 47.1791 | 0 | 0 | 48.03 | 48.03 | 0 | 0 | 48.8809 | 48.8809 | 0 | 0 | 49.7318 | 49.7318 | 0 | 0 | 50.5827 | 50.5827 | 0 | 0 | 51.4336 | 51.4336 | 0
[83 empty] | 47.1791 | 0 | 0 | 48.03 | 48.03 | 0 | 0 | 48.8809 | 48.8809 | 0 | 0 | 49.7318 | 49.7318 | 0 | 0 | 50.5827 | 50.5827 | 0 | 0 | 51.4336 | 51.4336 | 0
[83 empty] | 47.1791 | 0 | 0 | 48.03 | 48.03 | 0 | 0 | 48.8809 | 48.8809 | 0 | 0 | 49.7318 | 49.7318 | 0 | 0 | 50.5827 | 50.5827 | 0 | 0 | 51.4336 | 51.4336 | 0
[83 empty] | 47.1791 | 0 | 0 | 48.03 | 48.03 | 0 | 0 | 48.8809 | 48.8809 | 0 | 0 | 49.7318 | 49.7318 | 0 | 0 | 50.5827 | 50.5827 | 0 | 0 | 51.4336 | 51.4336 | 0
[83 empty] | 47.1791 | 0 | 0 | 48.03 | 48.03 | 0 | 0 | 48.8809 | 48.8809 | 0 | 0 | 49.7318 | 49.7318 | 0 | 0 | 50.5827 | 50.5827 | 0 | 0 | 51.4336 | 51.4336 | 0
[83 empty] | 47.1791 | 0 | 0 | 48.03 | 48.03 | 0 | 0 | 48.8809 | 48.8809 | 0 | 0 | 49.7318 | 49.7318 | 0 | 0 | 50.5827 | 50.5827 | 0 | 0 | 51.4336 | 51.4336 | 0
[83 empty] | 47.1791 | 0 | 0 | 48.03 | 48.03 | 0 | 0 | 48.8809 | 48.8809 | 0 | 0 | 49.7318 | 49.7318 | 0 | 0 | 50.5827 | 50.5827 | 0 | 0 | 51.4336 | 51.4336 | 0
[83 empty] | 47.1791 | 0 | 0 | 48.03 | 48.03 | 0 | 0 | 48.8809 | 48.8809 | 0 | 0 | 49.7318 | 49.7318 | 0 | 0 | 50.5827 | 50.5827 | 0 | 0 | 51.4336 | 51.4336 | 0
[83 empty] | 47.1791 | 0 | 0 | 48.03 | 48.03 | 0 | 0 | 48.8809 | 48.8809 | 0 | 0 | 49.7318 | 49.7318 | 0 | 0 | 50.5827 | 50.5827 | 0 | 0 | 51.4336 | 51.4336 | 0
[83 empty] | 47.1791 | 0 | 0 | 48.03 | 48.03 | 0 | 0 | 48.8809 | 48.8809 | 0 | 0 | 49.7318 | 49.7318 | 0 | 0 | 50.5827 | 50.5827 | 0 | 0 | 51.4336 | 51.4336 | 0
[83 empty] | 47.1791 | 0 | 0 | 48.03 | 48.03 | 0 | 0 | 48.8809 | 48.8809 | 0 | 0 | 49.7318 | 49.7318 | 0 | 0 | 50.5827 | 50.5827 | 0 | 0 | 51.4336 | 51.4336 | 0
[83 empty] | 47.1791 | 0 | 0 | 48.03 | 48.03 | 0 | 0 | 48.8809 | 48.8809 | 0 | 0 | 49.7318 | 49.7318 | 0 | 0 | 50.5827 | 50.5827 | 0 | 0 | 51.4336 | 51.4336 | 0
[83 empty] | 47.1791 | 0 | 0 | 48.03 | 48.03 | 0 | 0 | 48.8809 | 48.8809 | 0 | 0 | 49.7318 | 49.7318 | 0 | 0 | 50.5827 | 50.5827 | 0 | 0 | 51.4336 | 51.4336 | 0
[83 empty] | 47.1791 | 0 | 0 | 48.03 | 48.03 | 0 | 0 | 48.8809 | 48.8809 | 0 | 0 | 49.7318 | 49.7318 | 0 | 0 | 50.5827 | 50.5827 | 0 | 0 | 51.4336 | 51.4336 | 0
[83 empty] | 47.1791 | 0 | 0 | 48.03 | 48.03 | 0 | 0 | 48.8809 | 48.8809 | 0 | 0 | 49.7318 | 49.7318 | 0 | 0 | 50.5827 | 50.5827 | 0 | 0 | 51.4336 | 51.4336 | 0
[83 empty] | 47.1791 | 0 | 0 | 48.03 | 48.03 | 0 | 0 | 48.8809 | 48.8809 | 0 | 0 | 49.7318 | 49.7318 | 0 | 0 | 50.5827 | 50.5827 | 0 | 0 | 51.4336 | 51.4336 | 0
[83 empty] | 47.1791 | 0 | 0 | 48.03 | 48.03 | 0 | 0 | 48.8809 | 48.8809 | 0 | 0 | 49.7318 | 49.7318 | 0 | 0 | 50.5827 | 50.5827 | 0 | 0 | 51.4336 | 51.4336 | 0
[83 empty] | 47.1791 | 0 | 0 | 48.03 | 48.03 | 0 | 0 | 48.8809 | 48.8809 | 0 | 0 | 49.7318 | 49.7318 | 0 | 0 | 50.5827 | 50.5827 | 0 | 0 | 51.4336 | 51.4336 | 0
[83 empty] | 47.1791 | 0 | 0 | 48.03 | 48.03 | 0 | 0 | 48.8809 | 48.8809 | 0 | 0 | 49.7318 | 49.7318 | 0 | 0 | 50.5827 | 50.5827 | 0 | 0 | 51.4336 | 51.4336 | 0
[83 empty] | 47.1791 | 0 | 0 | 48.03 | 48.03 | 0 | 0 | 48.8809 | 48.8809 | 0 | 0 | 49.7318 | 49.7318 | 0 | 0 | 50.5827 | 50.5827 | 0 | 0 | 51.4336 | 51.4336 | 0
[83 empty] | 47.1791 | 0 | 0 | 48.03 | 48.03 | 0 | 0 | 48.8809 | 48.8809 | 0 | 0 | 49.7318 | 49.7318 | 0 | 0 | 50.5827 | 50.5827 | 0 | 0 | 51.4336 | 51.4336 | 0
[83 empty] | 47.1791 | 0 | 0 | 48.03 | 48.03 | 0 | 0 | 48.8809 | 48.8809 | 0 | 0 | 49.7318 | 49.7318 | 0 | 0 | 50.5827 | 50.5827 | 0 | 0 | 51.4336 | 51.4336 | 0
[83 empty] | 47.1791 | 0 | 0 | 48.03 | 48.03 | 0 | 0 | 48.8809 | 48.8809 | 0 | 0 | 49.7318 | 49.7318 | 0 | 0 | 50.5827 | 50.5827 | 0 | 0 | 51.4336 | 51.4336 | 0
[83 empty] | 47.1791 | 0 | 0 | 48.03 | 48.03 | 0 | 0 | 48.8809 | 48.8809 | 0 | 0 | 49.7318 | 49.7318 | 0 | 0 | 50.5827 | 50.5827 | 0 | 0 | 51.4336 | 51.4336 | 0
[83 empty] | 47.1791 | 0 | 0 | 48.03 | 48.03 | 0 | 0 | 48.8809 | 48.8809 | 0 | 0 | 49.7318 | 49.7318 | 0 | 0 | 50.5827 | 50.5827 | 0 | 0 | 51.4336 | 51.4336 | 0
[83 empty] | 47.1791 | 0 | 0 | 48.03 | 48.03 | 0 | 0 | 48.8809 | 48.8809 | 0 | 0 | 49.7318 | 49.7318 | 0 | 0 | 50.5827 | 50.5827 | 0 | 0 | 51.4336 | 51.4336 | 0
[83 empty] | 47.1791 | 0 | 0 | 48.03 | 48.03 | 0 | 0 | 48.8809 | 48.8809 | 0 | 0 | 49.7318 | 49.7318 | 0 | 0 | 50.5827 | 50.5827 | 0 | 0 | 51.4336 | 51.4336 | 0
[83 empty] | 47.1791 | 0 | 0 | 48.03 | 48.03 | 0 | 0 | 48.8809 | 48.8809 | 0 | 0 | 49.7318 | 49.7318 | 0 | 0 | 50.5827 | 50.5827 | 0 | 0 | 51.4336 | 51.4336 | 0
[83 empty] | 47.1791 | 0 | 0 | 48.03 | 48.03 | 0 | 0 | 48.8809 | 48.8809 | 0 | 0 | 49.7318 | 49.7318 | 0 | 0 | 50.5827 | 50.5827 | 0 | 0 | 51.4336 | 51.4336 | 0
[83 empty] | 47.1791 | 0 | 0 | 48.03 | 48.03 | 0 | 0 | 48.8809 | 48.8809 | 0 | 0 | 49.7318 | 49.7318 | 0 | 0 | 50.5827 | 50.5827 | 0 | 0 | 51.4336 | 51.4336 | 0
[83 empty] | 47.1791 | 0 | 0 | 48.03 | 48.03 | 0 | 0 | 48.8809 | 48.8809 | 0 | 0 | 49.7318 | 49.7318 | 0 | 0 | 50.5827 | 50.5827 | 0 | 0 | 51.4336 | 51.4336 | 0
[83 empty] | 47.1791 | 0 | 0 | 48.03 | 48.03 | 0 | 0 | 48.8809 | 48.8809 | 0 | 0 | 49.7318 | 49.7318 | 0 | 0 | 50.5827 | 50.5827 | 0 | 0 | 51.4336 | 51.4336 | 0
[83 empty] | 47.1791 | 0 | 0 | 48.03 | 48.03 | 0 | 0 | 48.8809 | 48.8809 | 0 | 0 | 49.7318 | 49.7318 | 0 | 0 | 50.5827 | 50.5827 | 0 | 0 | 51.4336 | 51.4336 | 0
[83 empty] | 47.1791 | 0 | 0 | 48.03 | 48.03 | 0 | 0 | 48.8809 | 48.8809 | 0 | 0 | 49.7318 | 49.7318 | 0 | 0 | 50.5827 | 50.5827 | 0 | 0 | 51.4336 | 51.4336 | 0
[83 empty] | 47.1791 | 0 | 0 | 48.03 | 48.03 | 0 | 0 | 48.8809 | 48.8809 | 0 | 0 | 49.7318 | 49.7318 | 0 | 0 | 50.5827 | 50.5827 | 0 | 0 | 51.4336 | 51.4336 | 0
[83 empty] | 47.1791 | 0 | 0 | 48.03 | 48.03 | 0 | 0 | 48.8809 | 48.8809 | 0 | 0 | 49.7318 | 49.7318 | 0 | 0 | 50.5827 | 50.5827 | 0 | 0 | 51.4336 | 51.4336 | 0
[83 empty] | 47.1791 | 0 | 0 | 48.03 | 48.03 | 0 | 0 | 48.8809 | 48.8809 | 0 | 0 | 49.7318 | 49.7318 | 0 | 0 | 50.5827 | 50.5827 | 0 | 0 | 51.4336 | 51.4336 | 0
[83 empty] | 47.1791 | 0 | 0 | 48.03 | 48.03 | 0 | 0 | 48.8809 | 48.8809 | 0 | 0 | 49.7318 | 49.7318 | 0 | 0 | 50.5827 | 50.5827 | 0 | 0 | 51.4336 | 51.4336 | 0
[83 empty] | 47.1791 | 0 | 0 | 48.03 | 48.03 | 0 | 0 | 48.8809 | 48.8809 | 0 | 0 | 49.7318 | 49.7318 | 0 | 0 | 50.5827 | 50.5827 | 0 | 0 | 51.4336 | 51.4336 | 0
[83 empty] | 47.1791 | 0 | 0 | 48.03 | 48.03 | 0 | 0 | 48.8809 | 48.8809 | 0 | 0 | 49.7318 | 49.7318 | 0 | 0 | 50.5827 | 50.5827 | 0 | 0 | 51.4336 | 51.4336 | 0
[83 empty] | 47.1791 | 0 | 0 | 48.03 | 48.03 | 0 | 0 | 48.8809 | 48.8809 | 0 | 0 | 49.7318 | 49.7318 | 0 | 0 | 50.5827 | 50.5827 | 0 | 0 | 51.4336 | 51.4336 | 0
[83 empty] | 47.1791 | 0 | 0 | 48.03 | 48.03 | 0 | 0 | 48.8809 | 48.8809 | 0 | 0 | 49.7318 | 49.7318 | 0 | 0 | 50.5827 | 50.5827 | 0 | 0 | 51.4336 | 51.4336 | 0
[83 empty] | 47.1791 | 0 | 0 | 48.03 | 48.03 | 0 | 0 | 48.8809 | 48.8809 | 0 | 0 | 49.7318 | 49.7318 | 0 | 0 | 50.5827 | 50.5827 | 0 | 0 | 51.4336 | 51.4336 | 0
[83 empty] | 47.1791 | 0 | 0 | 48.03 | 48.03 | 0 | 0 | 48.8809 | 48.8809 | 0 | 0 | 49.7318 | 49.7318 | 0 | 0 | 50.5827 | 50.5827 | 0 | 0 | 51.4336 | 51.4336 | 0
[83 empty] | 47.1791 | 0 | 0 | 48.03 | 48.03 | 0 | 0 | 48.8809 | 48.8809 | 0 | 0 | 49.7318 | 49.7318 | 0 | 0 | 50.5827 | 50.5827 | 0 | 0 | 51.4336 | 51.4336 | 0
[83 empty] | 47.1791 | 0 | 0 | 48.03 | 48.03 | 0 | 0 | 48.8809 | 48.8809 | 0 | 0 | 49.7318 | 49.7318 | 0 | 0 | 50.5827 | 50.5827 | 0 | 0 | 51.4336 | 51.4336 | 0
[83 empty] | 47.1791 | 0 | 0 | 48.03 | 48.03 | 0 | 0 | 48.8809 | 48.8809 | 0 | 0 | 49.7318 | 49.7318 | 0 | 0 | 50.5827 | 50.5827 | 0 | 0 | 51.4336 | 51.4336 | 0
[83 empty] | 47.1791 | 0 | 0 | 48.03 | 48.03 | 0 | 0 | 48.8809 | 48.8809 | 0 | 0 | 49.7318 | 49.7318 | 0 | 0 | 50.5827 | 50.5827 | 0 | 0 | 51.4336 | 51.4336 | 0
[83 empty] | 47.1791 | 0 | 0 | 48.03 | 48.03 | 0 | 0 | 48.8809 | 48.8809 | 0 | 0 | 49.7318 | 49.7318 | 0 | 0 | 50.5827 | 50.5827 | 0 | 0 | 51.4336 | 51.4336 | 0
[83 empty] | 47.1791 | 0 | 0 | 48.03 | 48.03 | 0 | 0 | 48.8809 | 48.8809 | 0 | 0 | 49.7318 | 49.7318 | 0 | 0 | 50.5827 | 50.5827 | 0 | 0 | 51.4336 | 51.4336 | 0
[83 empty] | 47.1791 | 0 | 0 | 48.03 | 48.03 | 0 | 0 | 48.8809 | 48.8809 | 0 | 0 | 49.7318 | 49.7318 | 0 | 0 | 50.5827 | 50.5827 | 0 | 0 | 51.4336 | 51.4336 | 0
[83 empty] | 47.1791 | 0 | 0 | 48.03 | 48.03 | 0 | 0 | 48.8809 | 48.8809 | 0 | 0 | 49.7318 | 49.7318 | 0 | 0 | 50.5827 | 50.5827 | 0 | 0 | 51.4336 | 51.4336 | 0
[83 empty] | 47.1791 | 0 | 0 | 48.03 | 48.03 | 0 | 0 | 48.8809 | 48.8809 | 0 | 0 | 49.7318 | 49.7318 | 0 | 0 | 50.5827 | 50.5827 | 0 | 0 | 51.4336 | 51.4336 | 0
[83 empty] | 47.1791 | 0 | 0 | 48.03 | 48.03 | 0 | 0 | 48.8809 | 48.8809 | 0 | 0 | 49.7318 | 49.7318 | 0 | 0 | 50.5827 | 50.5827 | 0 | 0 | 51.4336 | 51.4336 | 0
[83 empty] | 47.1791 | 0 | 0 | 48.03 | 48.03 | 0 | 0 | 48.8809 | 48.8809 | 0 | 0 | 49.7318 | 49.7318 | 0 | 0 | 50.5827 | 50.5827 | 0 | 0 | 51.4336 | 51.4336 | 0
[83 empty] | 47.1791 | 0 | 0 | 48.03 | 48.03 | 0 | 0 | 48.8809 | 48.8809 | 0 | 0 | 49.7318 | 49.7318 | 0 | 0 | 50.5827 | 50.5827 | 0 | 0 | 51.4336 | 51.4336 | 0
[83 empty] | 47.1791 | 0 | 0 | 48.03 | 48.03 | 0 | 0 | 48.8809 | 48.8809 | 0 | 0 | 49.7318 | 49.7318 | 0 | 0 | 50.5827 | 50.5827 | 0 | 0 | 51.4336 | 51.4336 | 0
[83 empty] | 47.1791 | 0 | 0 | 48.03 | 48.03 | 0 | 0 | 48.8809 | 48.8809 | 0 | 0 | 49.7318 | 49.7318 | 0 | 0 | 50.5827 | 50.5827 | 0 | 0 | 51.4336 | 51.4336 | 0
[83 empty] | 47.1791 | 0 | 0 | 48.03 | 48.03 | 0 | 0 | 48.8809 | 48.8809 | 0 | 0 | 49.7318 | 49.7318 | 0 | 0 | 50.5827 | 50.5827 | 0 | 0 | 51.4336 | 51.4336 | 0
[83 empty] | 47.1791 | 0 | 0 | 48.03 | 48.03 | 0 | 0 | 48.8809 | 48.8809 | 0 | 0 | 49.7318 | 49.7318 | 0 | 0 | 50.5827 | 50.5827 | 0 | 0 | 51.4336 | 51.4336 | 0
[83 empty] | 47.1791 | 0 | 0 | 48.03 | 48.03 | 0 | 0 | 48.8809 | 48.8809 | 0 | 0 | 49.7318 | 49.7318 | 0 | 0 | 50.5827 | 50.5827 | 0 | 0 | 51.4336 | 51.4336 | 0
[83 empty] | 47.1791 | 0 | 0 | 48.03 | 48.03 | 0 | 0 | 48.8809 | 48.8809 | 0 | 0 | 49.7318 | 49.7318 | 0 | 0 | 50.5827 | 50.5827 | 0 | 0 | 51.4336 | 51.4336 | 0
[83 empty] | 47.1791 | 0 | 0 | 48.03 | 48.03 | 0 | 0 | 48.8809 | 48.8809 | 0 | 0 | 49.7318 | 49.7318 | 0 | 0 | 50.5827 | 50.5827 | 0 | 0 | 51.4336 | 51.4336 | 0
[83 empty] | 47.1791 | 0 | 0 | 48.03 | 48.03 | 0 | 0 | 48.8809 | 48.8809 | 0 | 0 | 49.7318 | 49.7318 | 0 | 0 | 50.5827 | 50.5827 | 0 | 0 | 51.4336 | 51.4336 | 0
[83 empty] | 47.1791 | 0 | 0 | 48.03 | 48.03 | 0 | 0 | 48.8809 | 48.8809 | 0 | 0 | 49.7318 | 49.7318 | 0 | 0 | 50.5827 | 50.5827 | 0 | 0 | 51.4336 | 51.4336 | 0
[83 empty] | 47.1791 | 0 | 0 | 48.03 | 48.03 | 0 | 0 | 48.8809 | 48.8809 | 0 | 0 | 49.7318 | 49.7318 | 0 | 0 | 50.5827 | 50.5827 | 0 | 0 | 51.4336 | 51.4336 | 0
[83 empty] | 47.1791 | 0 | 0 | 48.03 | 48.03 | 0 | 0 | 48.8809 | 48.8809 | 0 | 0 | 49.7318 | 49.7318 | 0 | 0 | 50.5827 | 50.5827 | 0 | 0 | 51.4336 | 51.4336 | 0
[83 empty] | 47.1791 | 0 | 0 | 48.03 | 48.03 | 0 | 0 | 48.8809 | 48.8809 | 0 | 0 | 49.7318 | 49.7318 | 0 | 0 | 50.5827 | 50.5827 | 0 | 0 | 51.4336 | 51.4336 | 0
[83 empty] | 47.1791 | 0 | 0 | 48.03 | 48.03 | 0 | 0 | 48.8809 | 48.8809 | 0 | 0 | 49.7318 | 49.7318 | 0 | 0 | 50.5827 | 50.5827 | 0 | 0 | 51.4336 | 51.4336 | 0
[83 empty] | 47.1791 | 0 | 0 | 48.03 | 48.03 | 0 | 0 | 48.8809 | 48.8809 | 0 | 0 | 49.7318 | 49.7318 | 0 | 0 | 50.5827 | 50.5827 | 0 | 0 | 51.4336 | 51.4336 | 0
[83 empty] | 47.1791 | 0 | 0 | 48.03 | 48.03 | 0 | 0 | 48.8809 | 48.8809 | 0 | 0 | 49.7318 | 49.7318 | 0 | 0 | 50.5827 | 50.5827 | 0 | 0 | 51.4336 | 51.4336 | 0
[83 empty] | 47.1791 | 0 | 0 | 48.03 | 48.03 | 0 | 0 | 48.8809 | 48.8809 | 0 | 0 | 49.7318 | 49.7318 | 0 | 0 | 50.5827 | 50.5827 | 0 | 0 | 51.4336 | 51.4336 | 0
[83 empty] | 47.1791 | 0 | 0 | 48.03 | 48.03 | 0 | 0 | 48.8809 | 48.8809 | 0 | 0 | 49.7318 | 49.7318 | 0 | 0 | 50.5827 | 50.5827 | 0 | 0 | 51.4336 | 51.4336 | 0
[83 empty] | 47.1791 | 0 | 0 | 48.03 | 48.03 | 0 | 0 | 48.8809 | 48.8809 | 0 | 0 | 49.7318 | 49.7318 | 0 | 0 | 50.5827 | 50.5827 | 0 | 0 | 51.4336 | 51.4336 | 0
[83 empty] | 47.1791 | 0 | 0 | 48.03 | 48.03 | 0 | 0 | 48.8809 | 48.8809 | 0 | 0 | 49.7318 | 49.7318 | 0 | 0 | 50.5827 | 50.5827 | 0 | 0 | 51.4336 | 51.4336 | 0
[83 empty] | 47.1791 | 0 | 0 | 48.03 | 48.03 | 0 | 0 | 48.8809 | 48.8809 | 0 | 0 | 49.7318 | 49.7318 | 0 | 0 | 50.5827 | 50.5827 | 0 | 0 | 51.4336 | 51.4336 | 0
[83 empty] | 47.1791 | 0 | 0 | 48.03 | 48.03 | 0 | 0 | 48.8809 | 48.8809 | 0 | 0 | 49.7318 | 49.7318 | 0 | 0 | 50.5827 | 50.5827 | 0 | 0 | 51.4336 | 51.4336 | 0
[83 empty] | 47.1791 | 0 | 0 | 48.03 | 48.03 | 0 | 0 | 48.8809 | 48.8809 | 0 | 0 | 49.7318 | 49.7318 | 0 | 0 | 50.5827 | 50.5827 | 0 | 0 | 51.4336 | 51.4336 | 0
[83 empty] | 47.1791 | 0 | 0 | 48.03 | 48.03 | 0 | 0 | 48.8809 | 48.8809 | 0 | 0 | 49.7318 | 49.7318 | 0 | 0 | 50.5827 | 50.5827 | 0 | 0 | 51.4336 | 51.4336 | 0
[83 empty] | 47.1791 | 0 | 0 | 48.03 | 48.03 | 0 | 0 | 48.8809 | 48.8809 | 0 | 0 | 49.7318 | 49.7318 | 0 | 0 | 50.5827 | 50.5827 | 0 | 0 | 51.4336 | 51.4336 | 0
[83 empty] | 47.1791 | 0 | 0 | 48.03 | 48.03 | 0 | 0 | 48.8809 | 48.8809 | 0 | 0 | 49.7318 | 49.7318 | 0 | 0 | 50.5827 | 50.5827 | 0 | 0 | 51.4336 | 51.4336 | 0
[83 empty] | 47.1791 | 0 | 0 | 48.03 | 48.03 | 0 | 0 | 48.8809 | 48.8809 | 0 | 0 | 49.7318 | 49.7318 | 0 | 0 | 50.5827 | 50.5827 | 0 | 0 | 51.4336 | 51.4336 | 0
[83 empty] | 47.1791 | 0 | 0 | 48.03 | 48.03 | 0 | 0 | 48.8809 | 48.8809 | 0 | 0 | 49.7318 | 49.7318 | 0 | 0 | 50.5827 | 50.5827 | 0 | 0 | 51.4336 | 51.4336 | 0
[83 empty] | 47.1791 | 0 | 0 | 48.03 | 48.03 | 0 | 0 | 48.8809 | 48.8809 | 0 | 0 | 49.7318 | 49.7318 | 0 | 0 | 50.5827 | 50.5827 | 0 | 0 | 51.4336 | 51.4336 | 0
[83 empty] | 47.1791 | 0 | 0 | 48.03 | 48.03 | 0 | 0 | 48.8809 | 48.8809 | 0 | 0 | 49.7318 | 49.7318 | 0 | 0 | 50.5827 | 50.5827 | 0 | 0 | 51.4336 | 51.4336 | 0
[83 empty] | 47.1791 | 0 | 0 | 48.03 | 48.03 | 0 | 0 | 48.8809 | 48.8809 | 0 | 0 | 49.7318 | 49.7318 | 0 | 0 | 50.5827 | 50.5827 | 0 | 0 | 51.4336 | 51.4336 | 0
[83 empty] | 47.1791 | 0 | 0 | 48.03 | 48.03 | 0 | 0 | 48.8809 | 48.8809 | 0 | 0 | 49.7318 | 49.7318 | 0 | 0 | 50.5827 | 50.5827 | 0 | 0 | 51.4336 | 51.4336 | 0
[83 empty] | 47.1791 | 0 | 0 | 48.03 | 48.03 | 0 | 0 | 48.8809 | 48.8809 | 0 | 0 | 49.7318 | 49.7318 | 0 | 0 | 50.5827 | 50.5827 | 0 | 0 | 51.4336 | 51.4336 | 0
[83 empty] | 47.1791 | 0 | 0 | 48.03 | 48.03 | 0 | 0 | 48.8809 | 48.8809 | 0 | 0 | 49.7318 | 49.7318 | 0 | 0 | 50.5827 | 50.5827 | 0 | 0 | 51.4336 | 51.4336 | 0
[83 empty] | 47.1791 | 0 | 0 | 48.03 | 48.03 | 0 | 0 | 48.8809 | 48.8809 | 0 | 0 | 49.7318 | 49.7318 | 0 | 0 | 50.5827 | 50.5827 | 0 | 0 | 51.4336 | 51.4336 | 0
[83 empty] | 47.1791 | 0 | 0 | 48.03 | 48.03 | 0 | 0 | 48.8809 | 48.8809 | 0 | 0 | 49.7318 | 49.7318 | 0 | 0 | 50.5827 | 50.5827 | 0 | 0 | 51.4336 | 51.4336 | 0
[83 empty] | 47.1791 | 0 | 0 | 48.03 | 48.03 | 0 | 0 | 48.8809 | 48.8809 | 0 | 0 | 49.7318 | 49.7318 | 0 | 0 | 50.5827 | 50.5827 | 0 | 0 | 51.4336 | 51.4336 | 0
[83 empty] | 47.1791 | 0 | 0 | 48.03 | 48.03 | 0 | 0 | 48.8809 | 48.8809 | 0 | 0 | 49.7318 | 49.7318 | 0 | 0 | 50.5827 | 50.5827 | 0 | 0 | 51.4336 | 51.4336 | 0
[83 empty] | 47.1791 | 0 | 0 | 48.03 | 48.03 | 0 | 0 | 48.8809 | 48.8809 | 0 | 0 | 49.7318 | 49.7318 | 0 | 0 | 50.5827 | 50.5827 | 0 | 0 | 51.4336 | 51.4336 | 0
[83 empty] | 47.1791 | 0 | 0 | 48.03 | 48.03 | 0 | 0 | 48.8809 | 48.8809 | 0 | 0 | 49.7318 | 49.7318 | 0 | 0 | 50.5827 | 50.5827 | 0 | 0 | 51.4336 | 51.4336 | 0
[83 empty] | 47.1791 | 0 | 0 | 48.03 | 48.03 | 0 | 0 | 48.8809 | 48.8809 | 0 | 0 | 49.7318 | 49.7318 | 0 | 0 | 50.5827 | 50.5827 | 0 | 0 | 51.4336 | 51.4336 | 0
[83 empty] | 47.1791 | 0 | 0 | 48.03 | 48.03 | 0 | 0 | 48.8809 | 48.8809 | 0 | 0 | 49.7318 | 49.7318 | 0 | 0 | 50.5827 | 50.5827 | 0 | 0 | 51.4336 | 51.4336 | 0
[83 empty] | 47.1791 | 0 | 0 | 48.03 | 48.03 | 0 | 0 | 48.8809 | 48.8809 | 0 | 0 | 49.7318 | 49.7318 | 0 | 0 | 50.5827 | 50.5827 | 0 | 0 | 51.4336 | 51.4336 | 0
[83 empty] | 47.1791 | 0 | 0 | 48.03 | 48.03 | 0 | 0 | 48.8809 | 48.8809 | 0 | 0 | 49.7318 | 49.7318 | 0 | 0 | 50.5827 | 50.5827 | 0 | 0 | 51.4336 | 51.4336 | 0
[83 empty] | 47.1791 | 0 | 0 | 48.03 | 48.03 | 0 | 0 | 48.8809 | 48.8809 | 0 | 0 | 49.7318 | 49.7318 | 0 | 0 | 50.5827 | 50.5827 | 0 | 0 | 51.4336 | 51.4336 | 0
[83 empty] | 47.1791 | 0 | 0 | 48.03 | 48.03 | 0 | 0 | 48.8809 | 48.8809 | 0 | 0 | 49.7318 | 49.7318 | 0 | 0 | 50.5827 | 50.5827 | 0 | 0 | 51.4336 | 51.4336 | 0
[83 empty] | 47.1791 | 0 | 0 | 48.03 | 48.03 | 0 | 0 | 48.8809 | 48.8809 | 0 | 0 | 49.7318 | 49.7318 | 0 | 0 | 50.5827 | 50.5827 | 0 | 0 | 51.4336 | 51.4336 | 0
[83 empty] | 47.1791 | 0 | 0 | 48.03 | 48.03 | 0 | 0 | 48.8809 | 48.8809 | 0 | 0 | 49.7318 | 49.7318 | 0 | 0 | 50.5827 | 50.5827 | 0 | 0 | 51.4336 | 51.4336 | 0
[83 empty] | 47.1791 | 0 | 0 | 48.03 | 48.03 | 0 | 0 | 48.8809 | 48.8809 | 0 | 0 | 49.7318 | 49.7318 | 0 | 0 | 50.5827 | 50.5827 | 0 | 0 | 51.4336 | 51.4336 | 0
[83 empty] | 47.1791 | 0 | 0 | 48.03 | 48.03 | 0 | 0 | 48.8809 | 48.8809 | 0 | 0 | 49.7318 | 49.7318 | 0 | 0 | 50.5827 | 50.5827 | 0 | 0 | 51.4336 | 51.4336 | 0
[83 empty] | 47.1791 | 0 | 0 | 48.03 | 48.03 | 0 | 0 | 48.8809 | 48.8809 | 0 | 0 | 49.7318 | 49.7318 | 0 | 0 | 50.5827 | 50.5827 | 0 | 0 | 51.4336 | 51.4336 | 0
[83 empty] | 47.1791 | 0 | 0 | 48.03 | 48.03 | 0 | 0 | 48.8809 | 48.8809 | 0 | 0 | 49.7318 | 49.7318 | 0 | 0 | 50.5827 | 50.5827 | 0 | 0 | 51.4336 | 51.4336 | 0
[83 empty] | 47.1791 | 0 | 0 | 48.03 | 48.03 | 0 | 0 | 48.8809 | 48.8809 | 0 | 0 | 49.7318 | 49.7318 | 0 | 0 | 50.5827 | 50.5827 | 0 | 0 | 51.4336 | 51.4336 | 0
[83 empty] | 47.1791 | 0 | 0 | 48.03 | 48.03 | 0 | 0 | 48.8809 | 48.8809 | 0 | 0 | 49.7318 | 49.7318 | 0 | 0 | 50.5827 | 50.5827 | 0 | 0 | 51.4336 | 51.4336 | 0
[83 empty] | 47.1791 | 0 | 0 | 48.03 | 48.03 | 0 | 0 | 48.8809 | 48.8809 | 0 | 0 | 49.7318 | 49.7318 | 0 | 0 | 50.5827 | 50.5827 | 0 | 0 | 51.4336 | 51.4336 | 0
[83 empty] | 47.1791 | 0 | 0 | 48.03 | 48.03 | 0 | 0 | 48.8809 | 48.8809 | 0 | 0 | 49.7318 | 49.7318 | 0 | 0 | 50.5827 | 50.5827 | 0 | 0 | 51.4336 | 51.4336 | 0
[83 empty] | 47.1791 | 0 | 0 | 48.03 | 48.03 | 0 | 0 | 48.8809 | 48.8809 | 0 | 0 | 49.7318 | 49.7318 | 0 | 0 | 50.5827 | 50.5827 | 0 | 0 | 51.4336 | 51.4336 | 0
[83 empty] | 47.1791 | 0 | 0 | 48.03 | 48.03 | 0 | 0 | 48.8809 | 48.8809 | 0 | 0 | 49.7318 | 49.7318 | 0 | 0 | 50.5827 | 50.5827 | 0 | 0 | 51.4336 | 51.4336 | 0
[83 empty] | 47.1791 | 0 | 0 | 48.03 | 48.03 | 0 | 0 | 48.8809 | 48.8809 | 0 | 0 | 49.7318 | 49.7318 | 0 | 0 | 50.5827 | 50.5827 | 0 | 0 | 51.4336 | 51.4336 | 0
[83 empty] | 47.1791 | 0 | 0 | 48.03 | 48.03 | 0 | 0 | 48.8809 | 48.8809 | 0 | 0 | 49.7318 | 49.7318 | 0 | 0 | 50.5827 | 50.5827 | 0 | 0 | 51.4336 | 51.4336 | 0
[83 empty] | 47.1791 | 0 | 0 | 48.03 | 48.03 | 0 | 0 | 48.8809 | 48.8809 | 0 | 0 | 49.7318 | 49.7318 | 0 | 0 | 50.5827 | 50.5827 | 0 | 0 | 51.4336 | 51.4336 | 0
[83 empty] | 47.1791 | 0 | 0 | 48.03 | 48.03 | 0 | 0 | 48.8809 | 48.8809 | 0 | 0 | 49.7318 | 49.7318 | 0 | 0 | 50.5827 | 50.5827 | 0 | 0 | 51.4336 | 51.4336 | 0
[83 empty] | 47.1791 | 0 | 0 | 48.03 | 48.03 | 0 | 0 | 48.8809 | 48.8809 | 0 | 0 | 49.7318 | 49.7318 | 0 | 0 | 50.5827 | 50.5827 | 0 | 0 | 51.4336 | 51.4336 | 0
[83 empty] | 47.1791 | 0 | 0 | 48.03 | 48.03 | 0 | 0 | 48.8809 | 48.8809 | 0 | 0 | 49.7318 | 49.7318 | 0 | 0 | 50.5827 | 50.5827 | 0 | 0 | 51.4336 | 51.4336 | 0
[83 empty] | 47.1791 | 0 | 0 | 48.03 | 48.03 | 0 | 0 | 48.8809 | 48.8809 | 0 | 0 | 49.7318 | 49.7318 | 0 | 0 | 50.5827 | 50.5827 | 0 | 0 | 51.4336 | 51.4336 | 0
[83 empty] | 47.1791 | 0 | 0 | 48.03 | 48.03 | 0 | 0 | 48.8809 | 48.8809 | 0 | 0 | 49.7318 | 49.7318 | 0 | 0 | 50.5827 | 50.5827 | 0 | 0 | 51.4336 | 51.4336 | 0
[83 empty] | 47.1791 | 0 | 0 | 48.03 | 48.03 | 0 | 0 | 48.8809 | 48.8809 | 0 | 0 | 49.7318 | 49.7318 | 0 | 0 | 50.5827 | 50.5827 | 0 | 0 | 51.4336 | 51.4336 | 0
[83 empty] | 47.1791 | 0 | 0 | 48.03 | 48.03 | 0 | 0 | 48.8809 | 48.8809 | 0 | 0 | 49.7318 | 49.7318 | 0 | 0 | 50.5827 | 50.5827 | 0 | 0 | 51.4336 | 51.4336 | 0
[83 empty] | 47.1791 | 0 | 0 | 48.03 | 48.03 | 0 | 0 | 48.8809 | 48.8809 | 0 | 0 | 49.7318 | 49.7318 | 0 | 0 | 50.5827 | 50.5827 | 0 | 0 | 51.4336 | 51.4336 | 0
[83 empty] | 47.1791 | 0 | 0 | 48.03 | 48.03 | 0 | 0 | 48.8809 | 48.8809 | 0 | 0 | 49.7318 | 49.7318 | 0 | 0 | 50.5827 | 50.5827 | 0 | 0 | 51.4336 | 51.4336 | 0
[83 empty] | 47.1791 | 0 | 0 | 48.03 | 48.03 | 0 | 0 | 48.8809 | 48.8809 | 0 | 0 | 49.7318 | 49.7318 | 0 | 0 | 50.5827 | 50.5827 | 0 | 0 | 51.4336 | 51.4336 | 0
[83 empty] | 47.1791 | 0 | 0 | 48.03 | 48.03 | 0 | 0 | 48.8809 | 48.8809 | 0 | 0 | 49.7318 | 49.7318 | 0 | 0 | 50.5827 | 50.5827 | 0 | 0 | 51.4336 | 51.4336 | 0
[83 empty] | 47.1791 | 0 | 0 | 48.03 | 48.03 | 0 | 0 | 48.8809 | 48.8809 | 0 | 0 | 49.7318 | 49.7318 | 0 | 0 | 50.5827 | 50.5827 | 0 | 0 | 51.4336 | 51.4336 | 0
[83 empty] | 47.1791 | 0 | 0 | 48.03 | 48.03 | 0 | 0 | 48.8809 | 48.8809 | 0 | 0 | 49.7318 | 49.7318 | 0 | 0 | 50.5827 | 50.5827 | 0 | 0 | 51.4336 | 51.4336 | 0
[83 empty] | 47.1791 | 0 | 0 | 48.03 | 48.03 | 0 | 0 | 48.8809 | 48.8809 | 0 | 0 | 49.7318 | 49.7318 | 0 | 0 | 50.5827 | 50.5827 | 0 | 0 | 51.4336 | 51.4336 | 0
[83 empty] | 47.1791 | 0 | 0 | 48.03 | 48.03 | 0 | 0 | 48.8809 | 48.8809 | 0 | 0 | 49.7318 | 49.7318 | 0 | 0 | 50.5827 | 50.5827 | 0 | 0 | 51.4336 | 51.4336 | 0
[83 empty] | 47.1791 | 0 | 0 | 48.03 | 48.03 | 0 | 0 | 48.8809 | 48.8809 | 0 | 0 | 49.7318 | 49.7318 | 0 | 0 | 50.5827 | 50.5827 | 0 | 0 | 51.4336 | 51.4336 | 0
[83 empty] | 47.1791 | 0 | 0 | 48.03 | 48.03 | 0 | 0 | 48.8809 | 48.8809 | 0 | 0 | 49.7318 | 49.7318 | 0 | 0 | 50.5827 | 50.5827 | 0 | 0 | 51.4336 | 51.4336 | 0
[83 empty] | 47.1791 | 0 | 0 | 48.03 | 48.03 | 0 | 0 | 48.8809 | 48.8809 | 0 | 0 | 49.7318 | 49.7318 | 0 | 0 | 50.5827 | 50.5827 | 0 | 0 | 51.4336 | 51.4336 | 0
[83 empty] | 47.1791 | 0 | 0 | 48.03 | 48.03 | 0 | 0 | 48.8809 | 48.8809 | 0 | 0 | 49.7318 | 49.7318 | 0 | 0 | 50.5827 | 50.5827 | 0 | 0 | 51.4336 | 51.4336 | 0
[83 empty] | 47.1791 | 0 | 0 | 48.03 | 48.03 | 0 | 0 | 48.8809 | 48.8809 | 0 | 0 | 49.7318 | 49.7318 | 0 | 0 | 50.5827 | 50.5827 | 0 | 0 | 51.4336 | 51.4336 | 0
[83 empty] | 47.1791 | 0 | 0 | 48.03 | 48.03 | 0 | 0 | 48.8809 | 48.8809 | 0 | 0 | 49.7318 | 49.7318 | 0 | 0 | 50.5827 | 50.5827 | 0 | 0 | 51.4336 | 51.4336 | 0
[83 empty] | 47.1791 | 0 | 0 | 48.03 | 48.03 | 0 | 0 | 48.8809 | 48.8809 | 0 | 0 | 49.7318 | 49.7318 | 0 | 0 | 50.5827 | 50.5827 | 0 | 0 | 51.4336 | 51.4336 | 0
[83 empty] | 47.1791 | 0 | 0 | 48.03 | 48.03 | 0 | 0 | 48.8809 | 48.8809 | 0 | 0 | 49.7318 | 49.7318 | 0 | 0 | 50.5827 | 50.5827 | 0 | 0 | 51.4336 | 51.4336 | 0
[83 empty] | 47.1791 | 0 | 0 | 48.03 | 48.03 | 0 | 0 | 48.8809 | 48.8809 | 0 | 0 | 49.7318 | 49.7318 | 0 | 0 | 50.5827 | 50.5827 | 0 | 0 | 51.4336 | 51.4336 | 0
[83 empty] | 47.1791 | 0 | 0 | 48.03 | 48.03 | 0 | 0 | 48.8809 | 48.8809 | 0 | 0 | 49.7318 | 49.7318 | 0 | 0 | 50.5827 | 50.5827 | 0 | 0 | 51.4336 | 51.4336 | 0
[83 empty] | 47.1791 | 0 | 0 | 48.03 | 48.03 | 0 | 0 | 48.8809 | 48.8809 | 0 | 0 | 49.7318 | 49.7318 | 0 | 0 | 50.5827 | 50.5827 | 0 | 0 | 51.4336 | 51.4336 | 0
[83 empty] | 47.1791 | 0 | 0 | 48.03 | 48.03 | 0 | 0 | 48.8809 | 48.8809 | 0 | 0 | 49.7318 | 49.7318 | 0 | 0 | 50.5827 | 50.5827 | 0 | 0 | 51.4336 | 51.4336 | 0
[83 empty] | 47.1791 | 0 | 0 | 48.03 | 48.03 | 0 | 0 | 48.8809 | 48.8809 | 0 | 0 | 49.7318 | 49.7318 | 0 | 0 | 50.5827 | 50.5827 | 0 | 0 | 51.4336 | 51.4336 | 0
[83 empty] | 47.1791 | 0 | 0 | 48.03 | 48.03 | 0 | 0 | 48.8809 | 48.8809 | 0 | 0 | 49.7318 | 49.7318 | 0 | 0 | 50.5827 | 50.5827 | 0 | 0 | 51.4336 | 51.4336 | 0
[83 empty] | 47.1791 | 0 | 0 | 48.03 | 48.03 | 0 | 0 | 48.8809 | 48.8809 | 0 | 0 | 49.7318 | 49.7318 | 0 | 0 | 50.5827 | 50.5827 | 0 | 0 | 51.4336 | 51.4336 | 0
[83 empty] | 47.1791 | 0 | 0 | 48.03 | 48.03 | 0 | 0 | 48.8809 | 48.8809 | 0 | 0 | 49.7318 | 49.7318 | 0 | 0 | 50.5827 | 50.5827 | 0 | 0 | 51.4336 | 51.4336 | 0
[83 empty] | 47.1791 | 0 | 0 | 48.03 | 48.03 | 0 | 0 | 48.8809 | 48.8809 | 0 | 0 | 49.7318 | 49.7318 | 0 | 0 | 50.5827 | 50.5827 | 0 | 0 | 51.4336 | 51.4336 | 0
[83 empty] | 47.1791 | 0 | 0 | 48.03 | 48.03 | 0 | 0 | 48.8809 | 48.8809 | 0 | 0 | 49.7318 | 49.7318 | 0 | 0 | 50.5827 | 50.5827 | 0 | 0 | 51.4336 | 51.4336 | 0
[83 empty] | 47.1791 | 0 | 0 | 48.03 | 48.03 | 0 | 0 | 48.8809 | 48.8809 | 0 | 0 | 49.7318 | 49.7318 | 0 | 0 | 50.5827 | 50.5827 | 0 | 0 | 51.4336 | 51.4336 | 0
[83 empty] | 47.1791 | 0 | 0 | 48.03 | 48.03 | 0 | 0 | 48.8809 | 48.8809 | 0 | 0 | 49.7318 | 49.7318 | 0 | 0 | 50.5827 | 50.5827 | 0 | 0 | 51.4336 | 51.4336 | 0
[83 empty] | 47.1791 | 0 | 0 | 48.03 | 48.03 | 0 | 0 | 48.8809 | 48.8809 | 0 | 0 | 49.7318 | 49.7318 | 0 | 0 | 50.5827 | 50.5827 | 0 | 0 | 51.4336 | 51.4336 | 0
[83 empty] | 47.1791 | 0 | 0 | 48.03 | 48.03 | 0 | 0 | 48.8809 | 48.8809 | 0 | 0 | 49.7318 | 49.7318 | 0 | 0 | 50.5827 | 50.5827 | 0 | 0 | 51.4336 | 51.4336 | 0
[83 empty] | 47.1791 | 0 | 0 | 48.03 | 48.03 | 0 | 0 | 48.8809 | 48.8809 | 0 | 0 | 49.7318 | 49.7318 | 0 | 0 | 50.5827 | 50.5827 | 0 | 0 | 51.4336 | 51.4336 | 0
[83 empty] | 47.1791 | 0 | 0 | 48.03 | 48.03 | 0 | 0 | 48.8809 | 48.8809 | 0 | 0 | 49.7318 | 49.7318 | 0 | 0 | 50.5827 | 50.5827 | 0 | 0 | 51.4336 | 51.4336 | 0
[83 empty] | 47.1791 | 0 | 0 | 48.03 | 48.03 | 0 | 0 | 48.8809 | 48.8809 | 0 | 0 | 49.7318 | 49.7318 | 0 | 0 | 50.5827 | 50.5827 | 0 | 0 | 51.4336 | 51.4336 | 0
[83 empty] | 47.1791 | 0 | 0 | 48.03 | 48.03 | 0 | 0 | 48.8809 | 48.8809 | 0 | 0 | 49.7318 | 49.7318 | 0 | 0 | 50.5827 | 50.5827 | 0 | 0 | 51.4336 | 51.4336 | 0
[83 empty] | 47.1791 | 0 | 0 | 48.03 | 48.03 | 0 | 0 | 48.8809 | 48.8809 | 0 | 0 | 49.7318 | 49.7318 | 0 | 0 | 50.5827 | 50.5827 | 0 | 0 | 51.4336 | 51.4336 | 0
[83 empty] | 47.1791 | 0 | 0 | 48.03 | 48.03 | 0 | 0 | 48.8809 | 48.8809 | 0 | 0 | 49.7318 | 49.7318 | 0 | 0 | 50.5827 | 50.5827 | 0 | 0 | 51.4336 | 51.4336 | 0
[83 empty] | 47.1791 | 0 | 0 | 48.03 | 48.03 | 0 | 0 | 48.8809 | 48.8809 | 0 | 0 | 49.7318 | 49.7318 | 0 | 0 | 50.5827 | 50.5827 | 0 | 0 | 51.4336 | 51.4336 | 0
[83 empty] | 47.1791 | 0 | 0 | 48.03 | 48.03 | 0 | 0 | 48.8809 | 48.8809 | 0 | 0 | 49.7318 | 49.7318 | 0 | 0 | 50.5827 | 50.5827 | 0 | 0 | 51.4336 | 51.4336 | 0
[83 empty] | 47.1791 | 0 | 0 | 48.03 | 48.03 | 0 | 0 | 48.8809 | 48.8809 | 0 | 0 | 49.7318 | 49.7318 | 0 | 0 | 50.5827 | 50.5827 | 0 | 0 | 51.4336 | 51.4336 | 0
[83 empty] | 47.1791 | 0 | 0 | 48.03 | 48.03 | 0 | 0 | 48.8809 | 48.8809 | 0 | 0 | 49.7318 | 49.7318 | 0 | 0 | 50.5827 | 50.5827 | 0 | 0 | 51.4336 | 51.4336 | 0
[83 empty] | 47.1791 | 0 | 0 | 48.03 | 48.03 | 0 | 0 | 48.8809 | 48.8809 | 0 | 0 | 49.7318 | 49.7318 | 0 | 0 | 50.5827 | 50.5827 | 0 | 0 | 51.4336 | 51.4336 | 0
[83 empty] | 47.1791 | 0 | 0 | 48.03 | 48.03 | 0 | 0 | 48.8809 | 48.8809 | 0 | 0 | 49.7318 | 49.7318 | 0 | 0 | 50.5827 | 50.5827 | 0 | 0 | 51.4336 | 51.4336 | 0
[83 empty] | 47.1791 | 0 | 0 | 48.03 | 48.03 | 0 | 0 | 48.8809 | 48.8809 | 0 | 0 | 49.7318 | 49.7318 | 0 | 0 | 50.5827 | 50.5827 | 0 | 0 | 51.4336 | 51.4336 | 0
[83 empty] | 47.1791 | 0 | 0 | 48.03 | 48.03 | 0 | 0 | 48.8809 | 48.8809 | 0 | 0 | 49.7318 | 49.7318 | 0 | 0 | 50.5827 | 50.5827 | 0 | 0 | 51.4336 | 51.4336 | 0
[83 empty] | 47.1791 | 0 | 0 | 48.03 | 48.03 | 0 | 0 | 48.8809 | 48.8809 | 0 | 0 | 49.7318 | 49.7318 | 0 | 0 | 50.5827 | 50.5827 | 0 | 0 | 51.4336 | 51.4336 | 0
[83 empty] | 47.1791 | 0 | 0 | 48.03 | 48.03 | 0 | 0 | 48.8809 | 48.8809 | 0 | 0 | 49.7318 | 49.7318 | 0 | 0 | 50.5827 | 50.5827 | 0 | 0 | 51.4336 | 51.4336 | 0
[83 empty] | 47.1791 | 0 | 0 | 48.03 | 48.03 | 0 | 0 | 48.8809 | 48.8809 | 0 | 0 | 49.7318 | 49.7318 | 0 | 0 | 50.5827 | 50.5827 | 0 | 0 | 51.4336 | 51.4336 | 0
[83 empty] | 47.1791 | 0 | 0 | 48.03 | 48.03 | 0 | 0 | 48.8809 | 48.8809 | 0 | 0 | 49.7318 | 49.7318 | 0 | 0 | 50.5827 | 50.5827 | 0 | 0 | 51.4336 | 51.4336 | 0
[83 empty] | 47.1791 | 0 | 0 | 48.03 | 48.03 | 0 | 0 | 48.8809 | 48.8809 | 0 | 0 | 49.7318 | 49.7318 | 0 | 0 | 50.5827 | 50.5827 | 0 | 0 | 51.4336 | 51.4336 | 0
[83 empty] | 47.1791 | 0 | 0 | 48.03 | 48.03 | 0 | 0 | 48.8809 | 48.8809 | 0 | 0 | 49.7318 | 49.7318 | 0 | 0 | 50.5827 | 50.5827 | 0 | 0 | 51.4336 | 51.4336 | 0
[83 empty] | 47.1791 | 0 | 0 | 48.03 | 48.03 | 0 | 0 | 48.8809 | 48.8809 | 0 | 0 | 49.7318 | 49.7318 | 0 | 0 | 50.5827 | 50.5827 | 0 | 0 | 51.4336 | 51.4336 | 0
[83 empty] | 47.1791 | 0 | 0 | 48.03 | 48.03 | 0 | 0 | 48.8809 | 48.8809 | 0 | 0 | 49.7318 | 49.7318 | 0 | 0 | 50.5827 | 50.5827 | 0 | 0 | 51.4336 | 51.4336 | 0
[83 empty] | 47.1791 | 0 | 0 | 48.03 | 48.03 | 0 | 0 | 48.8809 | 48.8809 | 0 | 0 | 49.7318 | 49.7318 | 0 | 0 | 50.5827 | 50.5827 | 0 | 0 | 51.4336 | 51.4336 | 0
[83 empty] | 47.1791 | 0 | 0 | 48.03 | 48.03 | 0 | 0 | 48.8809 | 48.8809 | 0 | 0 | 49.7318 | 49.7318 | 0 | 0 | 50.5827 | 50.5827 | 0 | 0 | 51.4336 | 51.4336 | 0
[83 empty] | 47.1791 | 0 | 0 | 48.03 | 48.03 | 0 | 0 | 48.8809 | 48.8809 | 0 | 0 | 49.7318 | 49.7318 | 0 | 0 | 50.5827 | 50.5827 | 0 | 0 | 51.4336 | 51.4336 | 0
[83 empty] | 47.1791 | 0 | 0 | 48.03 | 48.03 | 0 | 0 | 48.8809 | 48.8809 | 0 | 0 | 49.7318 | 49.7318 | 0 | 0 | 50.5827 | 50.5827 | 0 | 0 | 51.4336 | 51.4336 | 0
[83 empty] | 47.1791 | 0 | 0 | 48.03 | 48.03 | 0 | 0 | 48.8809 | 48.8809 | 0 | 0 | 49.7318 | 49.7318 | 0 | 0 | 50.5827 | 50.5827 | 0 | 0 | 51.4336 | 51.4336 | 0
[83 empty] | 47.1791 | 0 | 0 | 48.03 | 48.03 | 0 | 0 | 48.8809 | 48.8809 | 0 | 0 | 49.7318 | 49.7318 | 0 | 0 | 50.5827 | 50.5827 | 0 | 0 | 51.4336 | 51.4336 | 0
[83 empty] | 47.1791 | 0 | 0 | 48.03 | 48.03 | 0 | 0 | 48.8809 | 48.8809 | 0 | 0 | 49.7318 | 49.7318 | 0 | 0 | 50.5827 | 50.5827 | 0 | 0 | 51.4336 | 51.4336 | 0
[83 empty] | 47.1791 | 0 | 0 | 48.03 | 48.03 | 0 | 0 | 48.8809 | 48.8809 | 0 | 0 | 49.7318 | 49.7318 | 0 | 0 | 50.5827 | 50.5827 | 0 | 0 | 51.4336 | 51.4336 | 0
[83 empty] | 47.1791 | 0 | 0 | 48.03 | 48.03 | 0 | 0 | 48.8809 | 48.8809 | 0 | 0 | 49.7318 | 49.7318 | 0 | 0 | 50.5827 | 50.5827 | 0 | 0 | 51.4336 | 51.4336 | 0
[83 empty] | 47.1791 | 0 | 0 | 48.03 | 48.03 | 0 | 0 | 48.8809 | 48.8809 | 0 | 0 | 49.7318 | 49.7318 | 0 | 0 | 50.5827 | 50.5827 | 0 | 0 | 51.4336 | 51.4336 | 0
[83 empty] | 47.1791 | 0 | 0 | 48.03 | 48.03 | 0 | 0 | 48.8809 | 48.8809 | 0 | 0 | 49.7318 | 49.7318 | 0 | 0 | 50.5827 | 50.5827 | 0 | 0 | 51.4336 | 51.4336 | 0
[83 empty] | 47.1791 | 0 | 0 | 48.03 | 48.03 | 0 | 0 | 48.8809 | 48.8809 | 0 | 0 | 49.7318 | 49.7318 | 0 | 0 | 50.5827 | 50.5827 | 0 | 0 | 51.4336 | 51.4336 | 0
[83 empty] | 47.1791 | 0 | 0 | 48.03 | 48.03 | 0 | 0 | 48.8809 | 48.8809 | 0 | 0 | 49.7318 | 49.7318 | 0 | 0 | 50.5827 | 50.5827 | 0 | 0 | 51.4336 | 51.4336 | 0
[83 empty] | 47.1791 | 0 | 0 | 48.03 | 48.03 | 0 | 0 | 48.8809 | 48.8809 | 0 | 0 | 49.7318 | 49.7318 | 0 | 0 | 50.5827 | 50.5827 | 0 | 0 | 51.4336 | 51.4336 | 0
[83 empty] | 47.1791 | 0 | 0 | 48.03 | 48.03 | 0 | 0 | 48.8809 | 48.8809 | 0 | 0 | 49.7318 | 49.7318 | 0 | 0 | 50.5827 | 50.5827 | 0 | 0 | 51.4336 | 51.4336 | 0
[83 empty] | 47.1791 | 0 | 0 | 48.03 | 48.03 | 0 | 0 | 48.8809 | 48.8809 | 0 | 0 | 49.7318 | 49.7318 | 0 | 0 | 50.5827 | 50.5827 | 0 | 0 | 51.4336 | 51.4336 | 0
[83 empty] | 47.1791 | 0 | 0 | 48.03 | 48.03 | 0 | 0 | 48.8809 | 48.8809 | 0 | 0 | 49.7318 | 49.7318 | 0 | 0 | 50.5827 | 50.5827 | 0 | 0 | 51.4336 | 51.4336 | 0
[83 empty] | 47.1791 | 0 | 0 | 48.03 | 48.03 | 0 | 0 | 48.8809 | 48.8809 | 0 | 0 | 49.7318 | 49.7318 | 0 | 0 | 50.5827 | 50.5827 | 0 | 0 | 51.4336 | 51.4336 | 0
[83 empty] | 47.1791 | 0 | 0 | 48.03 | 48.03 | 0 | 0 | 48.8809 | 48.8809 | 0 | 0 | 49.7318 | 49.7318 | 0 | 0 | 50.5827 | 50.5827 | 0 | 0 | 51.4336 | 51.4336 | 0
[83 empty] | 47.1791 | 0 | 0 | 48.03 | 48.03 | 0 | 0 | 48.8809 | 48.8809 | 0 | 0 | 49.7318 | 49.7318 | 0 | 0 | 50.5827 | 50.5827 | 0 | 0 | 51.4336 | 51.4336 | 0
[83 empty] | 47.1791 | 0 | 0 | 48.03 | 48.03 | 0 | 0 | 48.8809 | 48.8809 | 0 | 0 | 49.7318 | 49.7318 | 0 | 0 | 50.5827 | 50.5827 | 0 | 0 | 51.4336 | 51.4336 | 0
[83 empty] | 47.1791 | 0 | 0 | 48.03 | 48.03 | 0 | 0 | 48.8809 | 48.8809 | 0 | 0 | 49.7318 | 49.7318 | 0 | 0 | 50.5827 | 50.5827 | 0 | 0 | 51.4336 | 51.4336 | 0
[83 empty] | 47.1791 | 0 | 0 | 48.03 | 48.03 | 0 | 0 | 48.8809 | 48.8809 | 0 | 0 | 49.7318 | 49.7318 | 0 | 0 | 50.5827 | 50.5827 | 0 | 0 | 51.4336 | 51.4336 | 0
[83 empty] | 47.1791 | 0 | 0 | 48.03 | 48.03 | 0 | 0 | 48.8809 | 48.8809 | 0 | 0 | 49.7318 | 49.7318 | 0 | 0 | 50.5827 | 50.5827 | 0 | 0 | 51.4336 | 51.4336 | 0
[83 empty] | 47.1791 | 0 | 0 | 48.03 | 48.03 | 0 | 0 | 48.8809 | 48.8809 | 0 | 0 | 49.7318 | 49.7318 | 0 | 0 | 50.5827 | 50.5827 | 0 | 0 | 51.4336 | 51.4336 | 0
[83 empty] | 47.1791 | 0 | 0 | 48.03 | 48.03 | 0 | 0 | 48.8809 | 48.8809 | 0 | 0 | 49.7318 | 49.7318 | 0 | 0 | 50.5827 | 50.5827 | 0 | 0 | 51.4336 | 51.4336 | 0
[83 empty] | 47.1791 | 0 | 0 | 48.03 | 48.03 | 0 | 0 | 48.8809 | 48.8809 | 0 | 0 | 49.7318 | 49.7318 | 0 | 0 | 50.5827 | 50.5827 | 0 | 0 | 51.4336 | 51.4336 | 0
[83 empty] | 47.1791 | 0 | 0 | 48.03 | 48.03 | 0 | 0 | 48.8809 | 48.8809 | 0 | 0 | 49.7318 | 49.7318 | 0 | 0 | 50.5827 | 50.5827 | 0 | 0 | 51.4336 | 51.4336 | 0
[83 empty] | 47.1791 | 0 | 0 | 48.03 | 48.03 | 0 | 0 | 48.8809 | 48.8809 | 0 | 0 | 49.7318 | 49.7318 | 0 | 0 | 50.5827 | 50.5827 | 0 | 0 | 51.4336 | 51.4336 | 0
[83 empty] | 47.1791 | 0 | 0 | 48.03 | 48.03 | 0 | 0 | 48.8809 | 48.8809 | 0 | 0 | 49.7318 | 49.7318 | 0 | 0 | 50.5827 | 50.5827 | 0 | 0 | 51.4336 | 51.4336 | 0
[83 empty] | 47.1791 | 0 | 0 | 48.03 | 48.03 | 0 | 0 | 48.8809 | 48.8809 | 0 | 0 | 49.7318 | 49.7318 | 0 | 0 | 50.5827 | 50.5827 | 0 | 0 | 51.4336 | 51.4336 | 0
[83 empty] | 47.1791 | 0 | 0 | 48.03 | 48.03 | 0 | 0 | 48.8809 | 48.8809 | 0 | 0 | 49.7318 | 49.7318 | 0 | 0 | 50.5827 | 50.5827 | 0 | 0 | 51.4336 | 51.4336 | 0
[83 empty] | 47.1791 | 0 | 0 | 48.03 | 48.03 | 0 | 0 | 48.8809 | 48.8809 | 0 | 0 | 49.7318 | 49.7318 | 0 | 0 | 50.5827 | 50.5827 | 0 | 0 | 51.4336 | 51.4336 | 0
[83 empty] | 47.1791 | 0 | 0 | 48.03 | 48.03 | 0 | 0 | 48.8809 | 48.8809 | 0 | 0 | 49.7318 | 49.7318 | 0 | 0 | 50.5827 | 50.5827 | 0 | 0 | 51.4336 | 51.4336 | 0
[83 empty] | 47.1791 | 0 | 0 | 48.03 | 48.03 | 0 | 0 | 48.8809 | 48.8809 | 0 | 0 | 49.7318 | 49.7318 | 0 | 0 | 50.5827 | 50.5827 | 0 | 0 | 51.4336 | 51.4336 | 0
[83 empty] | 47.1791 | 0 | 0 | 48.03 | 48.03 | 0 | 0 | 48.8809 | 48.8809 | 0 | 0 | 49.7318 | 49.7318 | 0 | 0 | 50.5827 | 50.5827 | 0 | 0 | 51.4336 | 51.4336 | 0
[83 empty] | 47.1791 | 0 | 0 | 48.03 | 48.03 | 0 | 0 | 48.8809 | 48.8809 | 0 | 0 | 49.7318 | 49.7318 | 0 | 0 | 50.5827 | 50.5827 | 0 | 0 | 51.4336 | 51.4336 | 0
[83 empty] | 47.1791 | 0 | 0 | 48.03 | 48.03 | 0 | 0 | 48.8809 | 48.8809 | 0 | 0 | 49.7318 | 49.7318 | 0 | 0 | 50.5827 | 50.5827 | 0 | 0 | 51.4336 | 51.4336 | 0
[83 empty] | 47.1791 | 0 | 0 | 48.03 | 48.03 | 0 | 0 | 48.8809 | 48.8809 | 0 | 0 | 49.7318 | 49.7318 | 0 | 0 | 50.5827 | 50.5827 | 0 | 0 | 51.4336 | 51.4336 | 0
[83 empty] | 47.1791 | 0 | 0 | 48.03 | 48.03 | 0 | 0 | 48.8809 | 48.8809 | 0 | 0 | 49.7318 | 49.7318 | 0 | 0 | 50.5827 | 50.5827 | 0 | 0 | 51.4336 | 51.4336 | 0
[83 empty] | 47.1791 | 0 | 0 | 48.03 | 48.03 | 0 | 0 | 48.8809 | 48.8809 | 0 | 0 | 49.7318 | 49.7318 | 0 | 0 | 50.5827 | 50.5827 | 0 | 0 | 51.4336 | 51.4336 | 0
[83 empty] | 47.1791 | 0 | 0 | 48.03 | 48.03 | 0 | 0 | 48.8809 | 48.8809 | 0 | 0 | 49.7318 | 49.7318 | 0 | 0 | 50.5827 | 50.5827 | 0 | 0 | 51.4336 | 51.4336 | 0
[83 empty] | 47.1791 | 0 | 0 | 48.03 | 48.03 | 0 | 0 | 48.8809 | 48.8809 | 0 | 0 | 49.7318 | 49.7318 | 0 | 0 | 50.5827 | 50.5827 | 0 | 0 | 51.4336 | 51.4336 | 0
[83 empty] | 47.1791 | 0 | 0 | 48.03 | 48.03 | 0 | 0 | 48.8809 | 48.8809 | 0 | 0 | 49.7318 | 49.7318 | 0 | 0 | 50.5827 | 50.5827 | 0 | 0 | 51.4336 | 51.4336 | 0
[83 empty] | 47.1791 | 0 | 0 | 48.03 | 48.03 | 0 | 0 | 48.8809 | 48.8809 | 0 | 0 | 49.7318 | 49.7318 | 0 | 0 | 50.5827 | 50.5827 | 0 | 0 | 51.4336 | 51.4336 | 0
[83 empty] | 47.1791 | 0 | 0 | 48.03 | 48.03 | 0 | 0 | 48.8809 | 48.8809 | 0 | 0 | 49.7318 | 49.7318 | 0 | 0 | 50.5827 | 50.5827 | 0 | 0 | 51.4336 | 51.4336 | 0
[83 empty] | 47.1791 | 0 | 0 | 48.03 | 48.03 | 0 | 0 | 48.8809 | 48.8809 | 0 | 0 | 49.7318 | 49.7318 | 0 | 0 | 50.5827 | 50.5827 | 0 | 0 | 51.4336 | 51.4336 | 0
[83 empty] | 47.1791 | 0 | 0 | 48.03 | 48.03 | 0 | 0 | 48.8809 | 48.8809 | 0 | 0 | 49.7318 | 49.7318 | 0 | 0 | 50.5827 | 50.5827 | 0 | 0 | 51.4336 | 51.4336 | 0
[83 empty] | 47.1791 | 0 | 0 | 48.03 | 48.03 | 0 | 0 | 48.8809 | 48.8809 | 0 | 0 | 49.7318 | 49.7318 | 0 | 0 | 50.5827 | 50.5827 | 0 | 0 | 51.4336 | 51.4336 | 0
[83 empty] | 47.1791 | 0 | 0 | 48.03 | 48.03 | 0 | 0 | 48.8809 | 48.8809 | 0 | 0 | 49.7318 | 49.7318 | 0 | 0 | 50.5827 | 50.5827 | 0 | 0 | 51.4336 | 51.4336 | 0
[83 empty] | 47.1791 | 0 | 0 | 48.03 | 48.03 | 0 | 0 | 48.8809 | 48.8809 | 0 | 0 | 49.7318 | 49.7318 | 0 | 0 | 50.5827 | 50.5827 | 0 | 0 | 51.4336 | 51.4336 | 0
[83 empty] | 47.1791 | 0 | 0 | 48.03 | 48.03 | 0 | 0 | 48.8809 | 48.8809 | 0 | 0 | 49.7318 | 49.7318 | 0 | 0 | 50.5827 | 50.5827 | 0 | 0 | 51.4336 | 51.4336 | 0
[83 empty] | 47.1791 | 0 | 0 | 48.03 | 48.03 | 0 | 0 | 48.8809 | 48.8809 | 0 | 0 | 49.7318 | 49.7318 | 0 | 0 | 50.5827 | 50.5827 | 0 | 0 | 51.4336 | 51.4336 | 0
[83 empty] | 47.1791 | 0 | 0 | 48.03 | 48.03 | 0 | 0 | 48.8809 | 48.8809 | 0 | 0 | 49.7318 | 49.7318 | 0 | 0 | 50.5827 | 50.5827 | 0 | 0 | 51.4336 | 51.4336 | 0
[83 empty] | 47.1791 | 0 | 0 | 48.03 | 48.03 | 0 | 0 | 48.8809 | 48.8809 | 0 | 0 | 49.7318 | 49.7318 | 0 | 0 | 50.5827 | 50.5827 | 0 | 0 | 51.4336 | 51.4336 | 0
[83 empty] | 47.1791 | 0 | 0 | 48.03 | 48.03 | 0 | 0 | 48.8809 | 48.8809 | 0 | 0 | 49.7318 | 49.7318 | 0 | 0 | 50.5827 | 50.5827 | 0 | 0 | 51.4336 | 51.4336 | 0
[83 empty] | 47.1791 | 0 | 0 | 48.03 | 48.03 | 0 | 0 | 48.8809 | 48.8809 | 0 | 0 | 49.7318 | 49.7318 | 0 | 0 | 50.5827 | 50.5827 | 0 | 0 | 51.4336 | 51.4336 | 0
[83 empty] | 47.1791 | 0 | 0 | 48.03 | 48.03 | 0 | 0 | 48.8809 | 48.8809 | 0 | 0 | 49.7318 | 49.7318 | 0 | 0 | 50.5827 | 50.5827 | 0 | 0 | 51.4336 | 51.4336 | 0
[83 empty] | 47.1791 | 0 | 0 | 48.03 | 48.03 | 0 | 0 | 48.8809 | 48.8809 | 0 | 0 | 49.7318 | 49.7318 | 0 | 0 | 50.5827 | 50.5827 | 0 | 0 | 51.4336 | 51.4336 | 0
[83 empty] | 47.1791 | 0 | 0 | 48.03 | 48.03 | 0 | 0 | 48.8809 | 48.8809 | 0 | 0 | 49.7318 | 49.7318 | 0 | 0 | 50.5827 | 50.5827 | 0 | 0 | 51.4336 | 51.4336 | 0
[83 empty] | 47.1791 | 0 | 0 | 48.03 | 48.03 | 0 | 0 | 48.8809 | 48.8809 | 0 | 0 | 49.7318 | 49.7318 | 0 | 0 | 50.5827 | 50.5827 | 0 | 0 | 51.4336 | 51.4336 | 0
[83 empty] | 47.1791 | 0 | 0 | 48.03 | 48.03 | 0 | 0 | 48.8809 | 48.8809 | 0 | 0 | 49.7318 | 49.7318 | 0 | 0 | 50.5827 | 50.5827 | 0 | 0 | 51.4336 | 51.4336 | 0
[83 empty] | 47.1791 | 0 | 0 | 48.03 | 48.03 | 0 | 0 | 48.8809 | 48.8809 | 0 | 0 | 49.7318 | 49.7318 | 0 | 0 | 50.5827 | 50.5827 | 0 | 0 | 51.4336 | 51.4336 | 0
[83 empty] | 47.1791 | 0 | 0 | 48.03 | 48.03 | 0 | 0 | 48.8809 | 48.8809 | 0 | 0 | 49.7318 | 49.7318 | 0 | 0 | 50.5827 | 50.5827 | 0 | 0 | 51.4336 | 51.4336 | 0
[83 empty] | 47.1791 | 0 | 0 | 48.03 | 48.03 | 0 | 0 | 48.8809 | 48.8809 | 0 | 0 | 49.7318 | 49.7318 | 0 | 0 | 50.5827 | 50.5827 | 0 | 0 | 51.4336 | 51.4336 | 0
[83 empty] | 47.1791 | 0 | 0 | 48.03 | 48.03 | 0 | 0 | 48.8809 | 48.8809 | 0 | 0 | 49.7318 | 49.7318 | 0 | 0 | 50.5827 | 50.5827 | 0 | 0 | 51.4336 | 51.4336 | 0
[83 empty] | 47.1791 | 0 | 0 | 48.03 | 48.03 | 0 | 0 | 48.8809 | 48.8809 | 0 | 0 | 49.7318 | 49.7318 | 0 | 0 | 50.5827 | 50.5827 | 0 | 0 | 51.4336 | 51.4336 | 0
[83 empty] | 47.1791 | 0 | 0 | 48.03 | 48.03 | 0 | 0 | 48.8809 | 48.8809 | 0 | 0 | 49.7318 | 49.7318 | 0 | 0 | 50.5827 | 50.5827 | 0 | 0 | 51.4336 | 51.4336 | 0
[83 empty] | 47.1791 | 0 | 0 | 48.03 | 48.03 | 0 | 0 | 48.8809 | 48.8809 | 0 | 0 | 49.7318 | 49.7318 | 0 | 0 | 50.5827 | 50.5827 | 0 | 0 | 51.4336 | 51.4336 | 0
[83 empty] | 47.1791 | 0 | 0 | 48.03 | 48.03 | 0 | 0 | 48.8809 | 48.8809 | 0 | 0 | 49.7318 | 49.7318 | 0 | 0 | 50.5827 | 50.5827 | 0 | 0 | 51.4336 | 51.4336 | 0
[83 empty] | 47.1791 | 0 | 0 | 48.03 | 48.03 | 0 | 0 | 48.8809 | 48.8809 | 0 | 0 | 49.7318 | 49.7318 | 0 | 0 | 50.5827 | 50.5827 | 0 | 0 | 51.4336 | 51.4336 | 0
[83 empty] | 47.1791 | 0 | 0 | 48.03 | 48.03 | 0 | 0 | 48.8809 | 48.8809 | 0 | 0 | 49.7318 | 49.7318 | 0 | 0 | 50.5827 | 50.5827 | 0 | 0 | 51.4336 | 51.4336 | 0
[83 empty] | 47.1791 | 0 | 0 | 48.03 | 48.03 | 0 | 0 | 48.8809 | 48.8809 | 0 | 0 | 49.7318 | 49.7318 | 0 | 0 | 50.5827 | 50.5827 | 0 | 0 | 51.4336 | 51.4336 | 0
[83 empty] | 47.1791 | 0 | 0 | 48.03 | 48.03 | 0 | 0 | 48.8809 | 48.8809 | 0 | 0 | 49.7318 | 49.7318 | 0 | 0 | 50.5827 | 50.5827 | 0 | 0 | 51.4336 | 51.4336 | 0
[83 empty] | 47.1791 | 0 | 0 | 48.03 | 48.03 | 0 | 0 | 48.8809 | 48.8809 | 0 | 0 | 49.7318 | 49.7318 | 0 | 0 | 50.5827 | 50.5827 | 0 | 0 | 51.4336 | 51.4336 | 0
[83 empty] | 47.1791 | 0 | 0 | 48.03 | 48.03 | 0 | 0 | 48.8809 | 48.8809 | 0 | 0 | 49.7318 | 49.7318 | 0 | 0 | 50.5827 | 50.5827 | 0 | 0 | 51.4336 | 51.4336 | 0
[83 empty] | 47.1791 | 0 | 0 | 48.03 | 48.03 | 0 | 0 | 48.8809 | 48.8809 | 0 | 0 | 49.7318 | 49.7318 | 0 | 0 | 50.5827 | 50.5827 | 0 | 0 | 51.4336 | 51.4336 | 0
[83 empty] | 47.1791 | 0 | 0 | 48.03 | 48.03 | 0 | 0 | 48.8809 | 48.8809 | 0 | 0 | 49.7318 | 49.7318 | 0 | 0 | 50.5827 | 50.5827 | 0 | 0 | 51.4336 | 51.4336 | 0
[83 empty] | 47.1791 | 0 | 0 | 48.03 | 48.03 | 0 | 0 | 48.8809 | 48.8809 | 0 | 0 | 49.7318 | 49.7318 | 0 | 0 | 50.5827 | 50.5827 | 0 | 0 | 51.4336 | 51.4336 | 0
[83 empty] | 47.1791 | 0 | 0 | 48.03 | 48.03 | 0 | 0 | 48.8809 | 48.8809 | 0 | 0 | 49.7318 | 49.7318 | 0 | 0 | 50.5827 | 50.5827 | 0 | 0 | 51.4336 | 51.4336 | 0
[83 empty] | 47.1791 | 0 | 0 | 48.03 | 48.03 | 0 | 0 | 48.8809 | 48.8809 | 0 | 0 | 49.7318 | 49.7318 | 0 | 0 | 50.5827 | 50.5827 | 0 | 0 | 51.4336 | 51.4336 | 0
[83 empty] | 47.1791 | 0 | 0 | 48.03 | 48.03 | 0 | 0 | 48.8809 | 48.8809 | 0 | 0 | 49.7318 | 49.7318 | 0 | 0 | 50.5827 | 50.5827 | 0 | 0 | 51.4336 | 51.4336 | 0
[83 empty] | 47.1791 | 0 | 0 | 48.03 | 48.03 | 0 | 0 | 48.8809 | 48.8809 | 0 | 0 | 49.7318 | 49.7318 | 0 | 0 | 50.5827 | 50.5827 | 0 | 0 | 51.4336 | 51.4336 | 0
[83 empty] | 47.1791 | 0 | 0 | 48.03 | 48.03 | 0 | 0 | 48.8809 | 48.8809 | 0 | 0 | 49.7318 | 49.7318 | 0 | 0 | 50.5827 | 50.5827 | 0 | 0 | 51.4336 | 51.4336 | 0
[83 empty] | 47.1791 | 0 | 0 | 48.03 | 48.03 | 0 | 0 | 48.8809 | 48.8809 | 0 | 0 | 49.7318 | 49.7318 | 0 | 0 | 50.5827 | 50.5827 | 0 | 0 | 51.4336 | 51.4336 | 0
[83 empty] | 47.1791 | 0 | 0 | 48.03 | 48.03 | 0 | 0 | 48.8809 | 48.8809 | 0 | 0 | 49.7318 | 49.7318 | 0 | 0 | 50.5827 | 50.5827 | 0 | 0 | 51.4336 | 51.4336 | 0
[83 empty] | 47.1791 | 0 | 0 | 48.03 | 48.03 | 0 | 0 | 48.8809 | 48.8809 | 0 | 0 | 49.7318 | 49.7318 | 0 | 0 | 50.5827 | 50.5827 | 0 | 0 | 51.4336 | 51.4336 | 0
[83 empty] | 47.1791 | 0 | 0 | 48.03 | 48.03 | 0 | 0 | 48.8809 | 48.8809 | 0 | 0 | 49.7318 | 49.7318 | 0 | 0 | 50.5827 | 50.5827 | 0 | 0 | 51.4336 | 51.4336 | 0
[83 empty] | 47.1791 | 0 | 0 | 48.03 | 48.03 | 0 | 0 | 48.8809 | 48.8809 | 0 | 0 | 49.7318 | 49.7318 | 0 | 0 | 50.5827 | 50.5827 | 0 | 0 | 51.4336 | 51.4336 | 0
[83 empty] | 47.1791 | 0 | 0 | 48.03 | 48.03 | 0 | 0 | 48.8809 | 48.8809 | 0 | 0 | 49.7318 | 49.7318 | 0 | 0 | 50.5827 | 50.5827 | 0 | 0 | 51.4336 | 51.4336 | 0
[83 empty] | 47.1791 | 0 | 0 | 48.03 | 48.03 | 0 | 0 | 48.8809 | 48.8809 | 0 | 0 | 49.7318 | 49.7318 | 0 | 0 | 50.5827 | 50.5827 | 0 | 0 | 51.4336 | 51.4336 | 0
[83 empty] | 47.1791 | 0 | 0 | 48.03 | 48.03 | 0 | 0 | 48.8809 | 48.8809 | 0 | 0 | 49.7318 | 49.7318 | 0 | 0 | 50.5827 | 50.5827 | 0 | 0 | 51.4336 | 51.4336 | 0
[83 empty] | 47.1791 | 0 | 0 | 48.03 | 48.03 | 0 | 0 | 48.8809 | 48.8809 | 0 | 0 | 49.7318 | 49.7318 | 0 | 0 | 50.5827 | 50.5827 | 0 | 0 | 51.4336 | 51.4336 | 0
[83 empty] | 47.1791 | 0 | 0 | 48.03 | 48.03 | 0 | 0 | 48.8809 | 48.8809 | 0 | 0 | 49.7318 | 49.7318 | 0 | 0 | 50.5827 | 50.5827 | 0 | 0 | 51.4336 | 51.4336 | 0
[83 empty] | 47.1791 | 0 | 0 | 48.03 | 48.03 | 0 | 0 | 48.8809 | 48.8809 | 0 | 0 | 49.7318 | 49.7318 | 0 | 0 | 50.5827 | 50.5827 | 0 | 0 | 51.4336 | 51.4336 | 0
[83 empty] | 47.1791 | 0 | 0 | 48.03 | 48.03 | 0 | 0 | 48.8809 | 48.8809 | 0 | 0 | 49.7318 | 49.7318 | 0 | 0 | 50.5827 | 50.5827 | 0 | 0 | 51.4336 | 51.4336 | 0
[83 empty] | 47.1791 | 0 | 0 | 48.03 | 48.03 | 0 | 0 | 48.8809 | 48.8809 | 0 | 0 | 49.7318 | 49.7318 | 0 | 0 | 50.5827 | 50.5827 | 0 | 0 | 51.4336 | 51.4336 | 0
[83 empty] | 47.1791 | 0 | 0 | 48.03 | 48.03 | 0 | 0 | 48.8809 | 48.8809 | 0 | 0 | 49.7318 | 49.7318 | 0 | 0 | 50.5827 | 50.5827 | 0 | 0 | 51.4336 | 51.4336 | 0
[83 empty] | 47.1791 | 0 | 0 | 48.03 | 48.03 | 0 | 0 | 48.8809 | 48.8809 | 0 | 0 | 49.7318 | 49.7318 | 0 | 0 | 50.5827 | 50.5827 | 0 | 0 | 51.4336 | 51.4336 | 0
[83 empty] | 47.1791 | 0 | 0 | 48.03 | 48.03 | 0 | 0 | 48.8809 | 48.8809 | 0 | 0 | 49.7318 | 49.7318 | 0 | 0 | 50.5827 | 50.5827 | 0 | 0 | 51.4336 | 51.4336 | 0
[83 empty] | 47.1791 | 0 | 0 | 48.03 | 48.03 | 0 | 0 | 48.8809 | 48.8809 | 0 | 0 | 49.7318 | 49.7318 | 0 | 0 | 50.5827 | 50.5827 | 0 | 0 | 51.4336 | 51.4336 | 0
[83 empty] | 47.1791 | 0 | 0 | 48.03 | 48.03 | 0 | 0 | 48.8809 | 48.8809 | 0 | 0 | 49.7318 | 49.7318 | 0 | 0 | 50.5827 | 50.5827 | 0 | 0 | 51.4336 | 51.4336 | 0
[83 empty] | 47.1791 | 0 | 0 | 48.03 | 48.03 | 0 | 0 | 48.8809 | 48.8809 | 0 | 0 | 49.7318 | 49.7318 | 0 | 0 | 50.5827 | 50.5827 | 0 | 0 | 51.4336 | 51.4336 | 0
[83 empty] | 47.1791 | 0 | 0 | 48.03 | 48.03 | 0 | 0 | 48.8809 | 48.8809 | 0 | 0 | 49.7318 | 49.7318 | 0 | 0 | 50.5827 | 50.5827 | 0 | 0 | 51.4336 | 51.4336 | 0
[83 empty] | 47.1791 | 0 | 0 | 48.03 | 48.03 | 0 | 0 | 48.8809 | 48.8809 | 0 | 0 | 49.7318 | 49.7318 | 0 | 0 | 50.5827 | 50.5827 | 0 | 0 | 51.4336 | 51.4336 | 0
[83 empty] | 47.1791 | 0 | 0 | 48.03 | 48.03 | 0 | 0 | 48.8809 | 48.8809 | 0 | 0 | 49.7318 | 49.7318 | 0 | 0 | 50.5827 | 50.5827 | 0 | 0 | 51.4336 | 51.4336 | 0
[83 empty] | 47.1791 | 0 | 0 | 48.03 | 48.03 | 0 | 0 | 48.8809 | 48.8809 | 0 | 0 | 49.7318 | 49.7318 | 0 | 0 | 50.5827 | 50.5827 | 0 | 0 | 51.4336 | 51.4336 | 0
[83 empty] | 47.1791 | 0 | 0 | 48.03 | 48.03 | 0 | 0 | 48.8809 | 48.8809 | 0 | 0 | 49.7318 | 49.7318 | 0 | 0 | 50.5827 | 50.5827 | 0 | 0 | 51.4336 | 51.4336 | 0
[83 empty] | 47.1791 | 0 | 0 | 48.03 | 48.03 | 0 | 0 | 48.8809 | 48.8809 | 0 | 0 | 49.7318 | 49.7318 | 0 | 0 | 50.5827 | 50.5827 | 0 | 0 | 51.4336 | 51.4336 | 0
[83 empty] | 47.1791 | 0 | 0 | 48.03 | 48.03 | 0 | 0 | 48.8809 | 48.8809 | 0 | 0 | 49.7318 | 49.7318 | 0 | 0 | 50.5827 | 50.5827 | 0 | 0 | 51.4336 | 51.4336 | 0
[83 empty] | 47.1791 | 0 | 0 | 48.03 | 48.03 | 0 | 0 | 48.8809 | 48.8809 | 0 | 0 | 49.7318 | 49.7318 | 0 | 0 | 50.5827 | 50.5827 | 0 | 0 | 51.4336 | 51.4336 | 0
[83 empty] | 47.1791 | 0 | 0 | 48.03 | 48.03 | 0 | 0 | 48.8809 | 48.8809 | 0 | 0 | 49.7318 | 49.7318 | 0 | 0 | 50.5827 | 50.5827 | 0 | 0 | 51.4336 | 51.4336 | 0
[83 empty] | 47.1791 | 0 | 0 | 48.03 | 48.03 | 0 | 0 | 48.8809 | 48.8809 | 0 | 0 | 49.7318 | 49.7318 | 0 | 0 | 50.5827 | 50.5827 | 0 | 0 | 51.4336 | 51.4336 | 0
[83 empty] | 47.1791 | 0 | 0 | 48.03 | 48.03 | 0 | 0 | 48.8809 | 48.8809 | 0 | 0 | 49.7318 | 49.7318 | 0 | 0 | 50.5827 | 50.5827 | 0 | 0 | 51.4336 | 51.4336 | 0
[83 empty] | 47.1791 | 0 | 0 | 48.03 | 48.03 | 0 | 0 | 48.8809 | 48.8809 | 0 | 0 | 49.7318 | 49.7318 | 0 | 0 | 50.5827 | 50.5827 | 0 | 0 | 51.4336 | 51.4336 | 0
[83 empty] | 47.1791 | 0 | 0 | 48.03 | 48.03 | 0 | 0 | 48.8809 | 48.8809 | 0 | 0 | 49.7318 | 49.7318 | 0 | 0 | 50.5827 | 50.5827 | 0 | 0 | 51.4336 | 51.4336 | 0
[83 empty] | 47.1791 | 0 | 0 | 48.03 | 48.03 | 0 | 0 | 48.8809 | 48.8809 | 0 | 0 | 49.7318 | 49.7318 | 0 | 0 | 50.5827 | 50.5827 | 0 | 0 | 51.4336 | 51.4336 | 0
[83 empty] | 47.1791 | 0 | 0 | 48.03 | 48.03 | 0 | 0 | 48.8809 | 48.8809 | 0 | 0 | 49.7318 | 49.7318 | 0 | 0 | 50.5827 | 50.5827 | 0 | 0 | 51.4336 | 51.4336 | 0
[83 empty] | 47.1791 | 0 | 0 | 48.03 | 48.03 | 0 | 0 | 48.8809 | 48.8809 | 0 | 0 | 49.7318 | 49.7318 | 0 | 0 | 50.5827 | 50.5827 | 0 | 0 | 51.4336 | 51.4336 | 0
[83 empty] | 47.1791 | 0 | 0 | 48.03 | 48.03 | 0 | 0 | 48.8809 | 48.8809 | 0 | 0 | 49.7318 | 49.7318 | 0 | 0 | 50.5827 | 50.5827 | 0 | 0 | 51.4336 | 51.4336 | 0
[83 empty] | 47.1791 | 0 | 0 | 48.03 | 48.03 | 0 | 0 | 48.8809 | 48.8809 | 0 | 0 | 49.7318 | 49.7318 | 0 | 0 | 50.5827 | 50.5827 | 0 | 0 | 51.4336 | 51.4336 | 0
[83 empty] | 47.1791 | 0 | 0 | 48.03 | 48.03 | 0 | 0 | 48.8809 | 48.8809 | 0 | 0 | 49.7318 | 49.7318 | 0 | 0 | 50.5827 | 50.5827 | 0 | 0 | 51.4336 | 51.4336 | 0
[83 empty] | 47.1791 | 0 | 0 | 48.03 | 48.03 | 0 | 0 | 48.8809 | 48.8809 | 0 | 0 | 49.7318 | 49.7318 | 0 | 0 | 50.5827 | 50.5827 | 0 | 0 | 51.4336 | 51.4336 | 0
[83 empty] | 47.1791 | 0 | 0 | 48.03 | 48.03 | 0 | 0 | 48.8809 | 48.8809 | 0 | 0 | 49.7318 | 49.7318 | 0 | 0 | 50.5827 | 50.5827 | 0 | 0 | 51.4336 | 51.4336 | 0
[83 empty] | 47.1791 | 0 | 0 | 48.03 | 48.03 | 0 | 0 | 48.8809 | 48.8809 | 0 | 0 | 49.7318 | 49.7318 | 0 | 0 | 50.5827 | 50.5827 | 0 | 0 | 51.4336 | 51.4336 | 0
[83 empty] | 47.1791 | 0 | 0 | 48.03 | 48.03 | 0 | 0 | 48.8809 | 48.8809 | 0 | 0 | 49.7318 | 49.7318 | 0 | 0 | 50.5827 | 50.5827 | 0 | 0 | 51.4336 | 51.4336 | 0
[83 empty] | 47.1791 | 0 | 0 | 48.03 | 48.03 | 0 | 0 | 48.8809 | 48.8809 | 0 | 0 | 49.7318 | 49.7318 | 0 | 0 | 50.5827 | 50.5827 | 0 | 0 | 51.4336 | 51.4336 | 0
[83 empty] | 47.1791 | 0 | 0 | 48.03 | 48.03 | 0 | 0 | 48.8809 | 48.8809 | 0 | 0 | 49.7318 | 49.7318 | 0 | 0 | 50.5827 | 50.5827 | 0 | 0 | 51.4336 | 51.4336 | 0
[83 empty] | 47.1791 | 0 | 0 | 48.03 | 48.03 | 0 | 0 | 48.8809 | 48.8809 | 0 | 0 | 49.7318 | 49.7318 | 0 | 0 | 50.5827 | 50.5827 | 0 | 0 | 51.4336 | 51.4336 | 0
[83 empty] | 47.1791 | 0 | 0 | 48.03 | 48.03 | 0 | 0 | 48.8809 | 48.8809 | 0 | 0 | 49.7318 | 49.7318 | 0 | 0 | 50.5827 | 50.5827 | 0 | 0 | 51.4336 | 51.4336 | 0
[83 empty] | 47.1791 | 0 | 0 | 48.03 | 48.03 | 0 | 0 | 48.8809 | 48.8809 | 0 | 0 | 49.7318 | 49.7318 | 0 | 0 | 50.5827 | 50.5827 | 0 | 0 | 51.4336 | 51.4336 | 0
[83 empty] | 47.1791 | 0 | 0 | 48.03 | 48.03 | 0 | 0 | 48.8809 | 48.8809 | 0 | 0 | 49.7318 | 49.7318 | 0 | 0 | 50.5827 | 50.5827 | 0 | 0 | 51.4336 | 51.4336 | 0
[83 empty] | 47.1791 | 0 | 0 | 48.03 | 48.03 | 0 | 0 | 48.8809 | 48.8809 | 0 | 0 | 49.7318 | 49.7318 | 0 | 0 | 50.5827 | 50.5827 | 0 | 0 | 51.4336 | 51.4336 | 0
[83 empty] | 47.1791 | 0 | 0 | 48.03 | 48.03 | 0 | 0 | 48.8809 | 48.8809 | 0 | 0 | 49.7318 | 49.7318 | 0 | 0 | 50.5827 | 50.5827 | 0 | 0 | 51.4336 | 51.4336 | 0
[83 empty] | 47.1791 | 0 | 0 | 48.03 | 48.03 | 0 | 0 | 48.8809 | 48.8809 | 0 | 0 | 49.7318 | 49.7318 | 0 | 0 | 50.5827 | 50.5827 | 0 | 0 | 51.4336 | 51.4336 | 0
[83 empty] | 47.1791 | 0 | 0 | 48.03 | 48.03 | 0 | 0 | 48.8809 | 48.8809 | 0 | 0 | 49.7318 | 49.7318 | 0 | 0 | 50.5827 | 50.5827 | 0 | 0 | 51.4336 | 51.4336 | 0
[83 empty] | 47.1791 | 0 | 0 | 48.03 | 48.03 | 0 | 0 | 48.8809 | 48.8809 | 0 | 0 | 49.7318 | 49.7318 | 0 | 0 | 50.5827 | 50.5827 | 0 | 0 | 51.4336 | 51.4336 | 0
[83 empty] | 47.1791 | 0 | 0 | 48.03 | 48.03 | 0 | 0 | 48.8809 | 48.8809 | 0 | 0 | 49.7318 | 49.7318 | 0 | 0 | 50.5827 | 50.5827 | 0 | 0 | 51.4336 | 51.4336 | 0
[83 empty] | 47.1791 | 0 | 0 | 48.03 | 48.03 | 0 | 0 | 48.8809 | 48.8809 | 0 | 0 | 49.7318 | 49.7318 | 0 | 0 | 50.5827 | 50.5827 | 0 | 0 | 51.4336 | 51.4336 | 0
[83 empty] | 47.1791 | 0 | 0 | 48.03 | 48.03 | 0 | 0 | 48.8809 | 48.8809 | 0 | 0 | 49.7318 | 49.7318 | 0 | 0 | 50.5827 | 50.5827 | 0 | 0 | 51.4336 | 51.4336 | 0
[83 empty] | 47.1791 | 0 | 0 | 48.03 | 48.03 | 0 | 0 | 48.8809 | 48.8809 | 0 | 0 | 49.7318 | 49.7318 | 0 | 0 | 50.5827 | 50.5827 | 0 | 0 | 51.4336 | 51.4336 | 0
[83 empty] | 47.1791 | 0 | 0 | 48.03 | 48.03 | 0 | 0 | 48.8809 | 48.8809 | 0 | 0 | 49.7318 | 49.7318 | 0 | 0 | 50.5827 | 50.5827 | 0 | 0 | 51.4336 | 51.4336 | 0
[83 empty] | 47.1791 | 0 | 0 | 48.03 | 48.03 | 0 | 0 | 48.8809 | 48.8809 | 0 | 0 | 49.7318 | 49.7318 | 0 | 0 | 50.5827 | 50.5827 | 0 | 0 | 51.4336 | 51.4336 | 0
[83 empty] | 47.1791 | 0 | 0 | 48.03 | 48.03 | 0 | 0 | 48.8809 | 48.8809 | 0 | 0 | 49.7318 | 49.7318 | 0 | 0 | 50.5827 | 50.5827 | 0 | 0 | 51.4336 | 51.4336 | 0
[83 empty] | 47.1791 | 0 | 0 | 48.03 | 48.03 | 0 | 0 | 48.8809 | 48.8809 | 0 | 0 | 49.7318 | 49.7318 | 0 | 0 | 50.5827 | 50.5827 | 0 | 0 | 51.4336 | 51.4336 | 0
[83 empty] | 47.1791 | 0 | 0 | 48.03 | 48.03 | 0 | 0 | 48.8809 | 48.8809 | 0 | 0 | 49.7318 | 49.7318 | 0 | 0 | 50.5827 | 50.5827 | 0 | 0 | 51.4336 | 51.4336 | 0
[83 empty] | 47.1791 | 0 | 0 | 48.03 | 48.03 | 0 | 0 | 48.8809 | 48.8809 | 0 | 0 | 49.7318 | 49.7318 | 0 | 0 | 50.5827 | 50.5827 | 0 | 0 | 51.4336 | 51.4336 | 0
[83 empty] | 47.1791 | 0 | 0 | 48.03 | 48.03 | 0 | 0 | 48.8809 | 48.8809 | 0 | 0 | 49.7318 | 49.7318 | 0 | 0 | 50.5827 | 50.5827 | 0 | 0 | 51.4336 | 51.4336 | 0
[83 empty] | 47.1791 | 0 | 0 | 48.03 | 48.03 | 0 | 0 | 48.8809 | 48.8809 | 0 | 0 | 49.7318 | 49.7318 | 0 | 0 | 50.5827 | 50.5827 | 0 | 0 | 51.4336 | 51.4336 | 0
[83 empty] | 47.1791 | 0 | 0 | 48.03 | 48.03 | 0 | 0 | 48.8809 | 48.8809 | 0 | 0 | 49.7318 | 49.7318 | 0 | 0 | 50.5827 | 50.5827 | 0 | 0 | 51.4336 | 51.4336 | 0
[83 empty] | 47.1791 | 0 | 0 | 48.03 | 48.03 | 0 | 0 | 48.8809 | 48.8809 | 0 | 0 | 49.7318 | 49.7318 | 0 | 0 | 50.5827 | 50.5827 | 0 | 0 | 51.4336 | 51.4336 | 0
[83 empty] | 47.1791 | 0 | 0 | 48.03 | 48.03 | 0 | 0 | 48.8809 | 48.8809 | 0 | 0 | 49.7318 | 49.7318 | 0 | 0 | 50.5827 | 50.5827 | 0 | 0 | 51.4336 | 51.4336 | 0
[83 empty] | 47.1791 | 0 | 0 | 48.03 | 48.03 | 0 | 0 | 48.8809 | 48.8809 | 0 | 0 | 49.7318 | 49.7318 | 0 | 0 | 50.5827 | 50.5827 | 0 | 0 | 51.4336 | 51.4336 | 0
[83 empty] | 47.1791 | 0 | 0 | 48.03 | 48.03 | 0 | 0 | 48.8809 | 48.8809 | 0 | 0 | 49.7318 | 49.7318 | 0 | 0 | 50.5827 | 50.5827 | 0 | 0 | 51.4336 | 51.4336 | 0
[83 empty] | 47.1791 | 0 | 0 | 48.03 | 48.03 | 0 | 0 | 48.8809 | 48.8809 | 0 | 0 | 49.7318 | 49.7318 | 0 | 0 | 50.5827 | 50.5827 | 0 | 0 | 51.4336 | 51.4336 | 0
[83 empty] | 47.1791 | 0 | 0 | 48.03 | 48.03 | 0 | 0 | 48.8809 | 48.8809 | 0 | 0 | 49.7318 | 49.7318 | 0 | 0 | 50.5827 | 50.5827 | 0 | 0 | 51.4336 | 51.4336 | 0
[83 empty] | 47.1791 | 0 | 0 | 48.03 | 48.03 | 0 | 0 | 48.8809 | 48.8809 | 0 | 0 | 49.7318 | 49.7318 | 0 | 0 | 50.5827 | 50.5827 | 0 | 0 | 51.4336 | 51.4336 | 0
[83 empty] | 47.1791 | 0 | 0 | 48.03 | 48.03 | 0 | 0 | 48.8809 | 48.8809 | 0 | 0 | 49.7318 | 49.7318 | 0 | 0 | 50.5827 | 50.5827 | 0 | 0 | 51.4336 | 51.4336 | 0
[83 empty] | 47.1791 | 0 | 0 | 48.03 | 48.03 | 0 | 0 | 48.8809 | 48.8809 | 0 | 0 | 49.7318 | 49.7318 | 0 | 0 | 50.5827 | 50.5827 | 0 | 0 | 51.4336 | 51.4336 | 0
[83 empty] | 47.1791 | 0 | 0 | 48.03 | 48.03 | 0 | 0 | 48.8809 | 48.8809 | 0 | 0 | 49.7318 | 49.7318 | 0 | 0 | 50.5827 | 50.5827 | 0 | 0 | 51.4336 | 51.4336 | 0
[83 empty] | 47.1791 | 0 | 0 | 48.03 | 48.03 | 0 | 0 | 48.8809 | 48.8809 | 0 | 0 | 49.7318 | 49.7318 | 0 | 0 | 50.5827 | 50.5827 | 0 | 0 | 51.4336 | 51.4336 | 0
[83 empty] | 47.1791 | 0 | 0 | 48.03 | 48.03 | 0 | 0 | 48.8809 | 48.8809 | 0 | 0 | 49.7318 | 49.7318 | 0 | 0 | 50.5827 | 50.5827 | 0 | 0 | 51.4336 | 51.4336 | 0
[83 empty] | 47.1791 | 0 | 0 | 48.03 | 48.03 | 0 | 0 | 48.8809 | 48.8809 | 0 | 0 | 49.7318 | 49.7318 | 0 | 0 | 50.5827 | 50.5827 | 0 | 0 | 51.4336 | 51.4336 | 0
[83 empty] | 47.1791 | 0 | 0 | 48.03 | 48.03 | 0 | 0 | 48.8809 | 48.8809 | 0 | 0 | 49.7318 | 49.7318 | 0 | 0 | 50.5827 | 50.5827 | 0 | 0 | 51.4336 | 51.4336 | 0
[83 empty] | 47.1791 | 0 | 0 | 48.03 | 48.03 | 0 | 0 | 48.8809 | 48.8809 | 0 | 0 | 49.7318 | 49.7318 | 0 | 0 | 50.5827 | 50.5827 | 0 | 0 | 51.4336 | 51.4336 | 0
[83 empty] | 47.1791 | 0 | 0 | 48.03 | 48.03 | 0 | 0 | 48.8809 | 48.8809 | 0 | 0 | 49.7318 | 49.7318 | 0 | 0 | 50.5827 | 50.5827 | 0 | 0 | 51.4336 | 51.4336 | 0
[83 empty] | 47.1791 | 0 | 0 | 48.03 | 48.03 | 0 | 0 | 48.8809 | 48.8809 | 0 | 0 | 49.7318 | 49.7318 | 0 | 0 | 50.5827 | 50.5827 | 0 | 0 | 51.4336 | 51.4336 | 0
[83 empty] | 47.1791 | 0 | 0 | 48.03 | 48.03 | 0 | 0 | 48.8809 | 48.8809 | 0 | 0 | 49.7318 | 49.7318 | 0 | 0 | 50.5827 | 50.5827 | 0 | 0 | 51.4336 | 51.4336 | 0
[83 empty] | 47.1791 | 0 | 0 | 48.03 | 48.03 | 0 | 0 | 48.8809 | 48.8809 | 0 | 0 | 49.7318 | 49.7318 | 0 | 0 | 50.5827 | 50.5827 | 0 | 0 | 51.4336 | 51.4336 | 0
[83 empty] | 47.1791 | 0 | 0 | 48.03 | 48.03 | 0 | 0 | 48.8809 | 48.8809 | 0 | 0 | 49.7318 | 49.7318 | 0 | 0 | 50.5827 | 50.5827 | 0 | 0 | 51.4336 | 51.4336 | 0
[83 empty] | 47.1791 | 0 | 0 | 48.03 | 48.03 | 0 | 0 | 48.8809 | 48.8809 | 0 | 0 | 49.7318 | 49.7318 | 0 | 0 | 50.5827 | 50.5827 | 0 | 0 | 51.4336 | 51.4336 | 0
[83 empty] | 47.1791 | 0 | 0 | 48.03 | 48.03 | 0 | 0 | 48.8809 | 48.8809 | 0 | 0 | 49.7318 | 49.7318 | 0 | 0 | 50.5827 | 50.5827 | 0 | 0 | 51.4336 | 51.4336 | 0
[83 empty] | 47.1791 | 0 | 0 | 48.03 | 48.03 | 0 | 0 | 48.8809 | 48.8809 | 0 | 0 | 49.7318 | 49.7318 | 0 | 0 | 50.5827 | 50.5827 | 0 | 0 | 51.4336 | 51.4336 | 0
[83 empty] | 47.1791 | 0 | 0 | 48.03 | 48.03 | 0 | 0 | 48.8809 | 48.8809 | 0 | 0 | 49.7318 | 49.7318 | 0 | 0 | 50.5827 | 50.5827 | 0 | 0 | 51.4336 | 51.4336 | 0
[83 empty] | 47.1791 | 0 | 0 | 48.03 | 48.03 | 0 | 0 | 48.8809 | 48.8809 | 0 | 0 | 49.7318 | 49.7318 | 0 | 0 | 50.5827 | 50.5827 | 0 | 0 | 51.4336 | 51.4336 | 0
[83 empty] | 47.1791 | 0 | 0 | 48.03 | 48.03 | 0 | 0 | 48.8809 | 48.8809 | 0 | 0 | 49.7318 | 49.7318 | 0 | 0 | 50.5827 | 50.5827 | 0 | 0 | 51.4336 | 51.4336 | 0
[83 empty] | 47.1791 | 0 | 0 | 48.03 | 48.03 | 0 | 0 | 48.8809 | 48.8809 | 0 | 0 | 49.7318 | 49.7318 | 0 | 0 | 50.5827 | 50.5827 | 0 | 0 | 51.4336 | 51.4336 | 0
[83 empty] | 47.1791 | 0 | 0 | 48.03 | 48.03 | 0 | 0 | 48.8809 | 48.8809 | 0 | 0 | 49.7318 | 49.7318 | 0 | 0 | 50.5827 | 50.5827 | 0 | 0 | 51.4336 | 51.4336 | 0
[83 empty] | 47.1791 | 0 | 0 | 48.03 | 48.03 | 0 | 0 | 48.8809 | 48.8809 | 0 | 0 | 49.7318 | 49.7318 | 0 | 0 | 50.5827 | 50.5827 | 0 | 0 | 51.4336 | 51.4336 | 0
[83 empty] | 47.1791 | 0 | 0 | 48.03 | 48.03 | 0 | 0 | 48.8809 | 48.8809 | 0 | 0 | 49.7318 | 49.7318 | 0 | 0 | 50.5827 | 50.5827 | 0 | 0 | 51.4336 | 51.4336 | 0
[83 empty] | 47.1791 | 0 | 0 | 48.03 | 48.03 | 0 | 0 | 48.8809 | 48.8809 | 0 | 0 | 49.7318 | 49.7318 | 0 | 0 | 50.5827 | 50.5827 | 0 | 0 | 51.4336 | 51.4336 | 0
[83 empty] | 47.1791 | 0 | 0 | 48.03 | 48.03 | 0 | 0 | 48.8809 | 48.8809 | 0 | 0 | 49.7318 | 49.7318 | 0 | 0 | 50.5827 | 50.5827 | 0 | 0 | 51.4336 | 51.4336 | 0
[83 empty] | 47.1791 | 0 | 0 | 48.03 | 48.03 | 0 | 0 | 48.8809 | 48.8809 | 0 | 0 | 49.7318 | 49.7318 | 0 | 0 | 50.5827 | 50.5827 | 0 | 0 | 51.4336 | 51.4336 | 0
[83 empty] | 47.1791 | 0 | 0 | 48.03 | 48.03 | 0 | 0 | 48.8809 | 48.8809 | 0 | 0 | 49.7318 | 49.7318 | 0 | 0 | 50.5827 | 50.5827 | 0 | 0 | 51.4336 | 51.4336 | 0
[83 empty] | 47.1791 | 0 | 0 | 48.03 | 48.03 | 0 | 0 | 48.8809 | 48.8809 | 0 | 0 | 49.7318 | 49.7318 | 0 | 0 | 50.5827 | 50.5827 | 0 | 0 | 51.4336 | 51.4336 | 0
[83 empty] | 47.1791 | 0 | 0 | 48.03 | 48.03 | 0 | 0 | 48.8809 | 48.8809 | 0 | 0 | 49.7318 | 49.7318 | 0 | 0 | 50.5827 | 50.5827 | 0 | 0 | 51.4336 | 51.4336 | 0
[83 empty] | 47.1791 | 0 | 0 | 48.03 | 48.03 | 0 | 0 | 48.8809 | 48.8809 | 0 | 0 | 49.7318 | 49.7318 | 0 | 0 | 50.5827 | 50.5827 | 0 | 0 | 51.4336 | 51.4336 | 0
[83 empty] | 47.1791 | 0 | 0 | 48.03 | 48.03 | 0 | 0 | 48.8809 | 48.8809 | 0 | 0 | 49.7318 | 49.7318 | 0 | 0 | 50.5827 | 50.5827 | 0 | 0 | 51.4336 | 51.4336 | 0
[83 empty] | 47.1791 | 0 | 0 | 48.03 | 48.03 | 0 | 0 | 48.8809 | 48.8809 | 0 | 0 | 49.7318 | 49.7318 | 0 | 0 | 50.5827 | 50.5827 | 0 | 0 | 51.4336 | 51.4336 | 0
Note on G3: Quarter 1 through 4

## ImpactOut
Load Impacts | 0 | 01-ALC-AllCommercial-Cooling | NA | Load:0:01-ALC-AllCommercial-Cooling:NA | kWh | 0.00012982 | 0.00012982 | 0.00012982 | 0.00012982 | 0.00032542 | 0.00032542 | 0.00032542 | 0.00032542 | 0.00032542 | 0.00012982 | 0.00012982 | 0.00012982 | 0.00012982 | 0.00012982 | 0.00012982 | 0.00012982 | 0.00035645 | 0.00035645 | 0.00035645 | 0.00035645 | 0.00035645 | 0.00012982 | 0.00012982 | 0.00012982 | 0.060329 | 0.060329 | 0.060329 | 0.060329 | 0.11554 | 0.11554 | 0.11554 | 0.11554 | 0.11554 | 0.060329 | 0.060329 | 0.060329 | 0.00050615 | 0.00012268 | 6.6801e-05
Load Impacts | 0 | 01-ALC-AllCommercial-ExtLight | NA | Load:0:01-ALC-AllCommercial-ExtLight:NA | kWh | 3.6454e-05 | 3.6454e-05 | 3.6454e-05 | 3.6454e-05 | 2.0713e-05 | 2.0713e-05 | 2.0713e-05 | 2.0713e-05 | 2.0713e-05 | 3.6454e-05 | 3.6454e-05 | 3.6454e-05 | 0.00017453 | 0.00017453 | 0.00017453 | 0.00017453 | 0.00023379 | 0.00023379 | 0.00023379 | 0.00023379 | 0.00023379 | 0.00017453 | 0.00017453 | 0.00017453 | 0.087414 | 0.087414 | 0.087414 | 0.087414 | 0.07762 | 0.07762 | 0.07762 | 0.07762 | 0.07762 | 0.087414 | 0.087414 | 0.087414 | 0.00048585 | 0.00011282 | 6.4745e-05
Load Impacts | 0 | 01-ALC-AllCommercial-IntLight | NA | Load:0:01-ALC-AllCommercial-IntLight:NA | kWh | 0.00012769 | 0.00012769 | 0.00012769 | 0.00012769 | 0.00019803 | 0.00019803 | 0.00019803 | 0.00019803 | 0.00019803 | 0.00012769 | 0.00012769 | 0.00012769 | 0.00021742 | 0.00021742 | 0.00021742 | 0.00021742 | 0.00019803 | 0.00019803 | 0.00019803 | 0.00019803 | 0.00019803 | 0.00021742 | 0.00021742 | 0.00021742 | 0.082829 | 0.082829 | 0.082829 | 0.082829 | 0.08404 | 0.08404 | 0.08404 | 0.08404 | 0.08404 | 0.082829 | 0.082829 | 0.082829 | 0.0005063 | 0.00012275 | 6.6817e-05
Load Impacts | 0 | 01-ALC-AllCommercial-OffEquip | NA | Load:0:01-ALC-AllCommercial-OffEquip:NA | kWh | 0.00011099 | 0.00011099 | 0.00011099 | 0.00011099 | 0.00013301 | 0.00013301 | 0.00013301 | 0.00013301 | 0.00013301 | 0.00011099 | 0.00011099 | 0.00011099 | 0.00016774 | 0.00016774 | 0.00016774 | 0.00016774 | 0.00014414 | 0.00014414 | 0.00014414 | 0.00014414 | 0.00014414 | 0.00016774 | 0.00016774 | 0.00016774 | 0.082929 | 0.082929 | 0.082929 | 0.082929 | 0.0839 | 0.0839 | 0.0839 | 0.0839 | 0.0839 | 0.082929 | 0.082929 | 0.082929 | 0.0004963 | 0.00011789 | 6.5804e-05
Load Impacts | 0 | 01-ALC-AllCommercial-Refrig | NA | Load:0:01-ALC-AllCommercial-Refrig:NA | kWh | 8.9223e-05 | 8.9223e-05 | 8.9223e-05 | 8.9223e-05 | 0.00011529 | 0.00011529 | 0.00011529 | 0.00011529 | 0.00011529 | 8.9223e-05 | 8.9223e-05 | 8.9223e-05 | 0.00013828 | 0.00013828 | 0.00013828 | 0.00013828 | 0.00012126 | 0.00012126 | 0.00012126 | 0.00012126 | 0.00012126 | 0.00013828 | 0.00013828 | 0.00013828 | 0.083043 | 0.083043 | 0.083043 | 0.083043 | 0.08378 | 0.08378 | 0.08378 | 0.08378 | 0.08378 | 0.083043 | 0.083043 | 0.083043 | 0.0004938 | 0.00011666 | 6.5554e-05
Load Impacts | 0 | 01-ALC-AllCommercial-Vent/Fan | NA | Load:0:01-ALC-AllCommercial-Vent/Fan:NA | kWh | 0.00011931 | 0.00011931 | 0.00011931 | 0.00011931 | 0.00013085 | 0.00013085 | 0.00013085 | 0.00013085 | 0.00013085 | 0.00011931 | 0.00011931 | 0.00011931 | 0.00020229 | 0.00020229 | 0.00020229 | 0.00020229 | 0.00015666 | 0.00015666 | 0.00015666 | 0.00015666 | 0.00015666 | 0.00020229 | 0.00020229 | 0.00020229 | 0.082914 | 0.082914 | 0.082914 | 0.082914 | 0.08392 | 0.08392 | 0.08392 | 0.08392 | 0.08392 | 0.082914 | 0.082914 | 0.082914 | 0.00049779 | 0.00011862 | 6.5955e-05
Load Impacts | 0 | 02-ASM-Assembly-Cooling | NA | Load:0:02-ASM-Assembly-Cooling:NA | kWh | 0.0001203 | 0.0001203 | 0.0001203 | 0.0001203 | 0.00066481 | 0.00066481 | 0.00066481 | 0.00066481 | 0.00066481 | 0.0001203 | 0.0001203 | 0.0001203 | 0.0001203 | 0.0001203 | 0.0001203 | 0.0001203 | 0.00066481 | 0.00066481 | 0.00066481 | 0.00066481 | 0.00066481 | 0.0001203 | 0.0001203 | 0.0001203 | 0.046263 | 0.046263 | 0.046263 | 0.046263 | 0.13523 | 0.13523 | 0.13523 | 0.13523 | 0.13523 | 0.046263 | 0.046263 | 0.046263 | 0.00052125 | 0.00013001 | 6.8331e-05
Load Impacts | 0 | 02-ASM-Assembly-Exit | NA | Load:0:02-ASM-Assembly-Exit:NA | kWh | 0.00011341 | 0.00011341 | 0.00011341 | 0.00011341 | 0.00011415 | 0.00011415 | 0.00011415 | 0.00011415 | 0.00011415 | 0.00011341 | 0.00011341 | 0.00011341 | 0.00011482 | 0.00011482 | 0.00011482 | 0.00011482 | 0.00011417 | 0.00011417 | 0.00011417 | 0.00011417 | 0.00011417 | 0.00011482 | 0.00011482 | 0.00011482 | 0.082971 | 0.082971 | 0.082971 | 0.082971 | 0.08384 | 0.08384 | 0.08384 | 0.08384 | 0.08384 | 0.082971 | 0.082971 | 0.082971 | 0.0004952 | 0.00011736 | 6.5692e-05
Load Impacts | 0 | 02-ASM-Assembly-ExtLight | NA | Load:0:02-ASM-Assembly-ExtLight:NA | kWh | 8.4925e-06 | 8.4925e-06 | 8.4925e-06 | 8.4925e-06 | 1.3565e-05 | 1.3565e-05 | 1.3565e-05 | 1.3565e-05 | 1.3565e-05 | 8.4925e-06 | 8.4925e-06 | 8.4925e-06 | 0.00014728 | 0.00014728 | 0.00014728 | 0.00014728 | 0.00021583 | 0.00021583 | 0.00021583 | 0.00021583 | 0.00021583 | 0.00014728 | 0.00014728 | 0.00014728 | 0.082556 | 0.082556 | 0.082556 | 0.082556 | 0.084418 | 0.084418 | 0.084418 | 0.084418 | 0.084418 | 0.082556 | 0.082556 | 0.082556 | 0.00048947 | 0.00011458 | 6.5111e-05
Load Impacts | 0 | 02-ASM-Assembly-IntLight | NA | Load:0:02-ASM-Assembly-IntLight:NA | kWh | 0.00017292 | 0.00017292 | 0.00017292 | 0.00017292 | 0.00017787 | 0.00017787 | 0.00017787 | 0.00017787 | 0.00017787 | 0.00017292 | 0.00017292 | 0.00017292 | 0.00017292 | 0.00017292 | 0.00017292 | 0.00017292 | 0.00017787 | 0.00017787 | 0.00017787 | 0.00017787 | 0.00017787 | 0.00017292 | 0.00017292 | 0.00017292 | 0.082641 | 0.082641 | 0.082641 | 0.082641 | 0.084298 | 0.084298 | 0.084298 | 0.084298 | 0.084298 | 0.082641 | 0.082641 | 0.082641 | 0.00050944 | 0.00012428 | 6.7135e-05
Load Impacts | 0 | 03-BCR-BothResidentialandCommercial-COOL | NA | Load:0:03-BCR-BothResidentialandCommercial-COOL:NA | kWh | 3.7819e-05 | 3.7819e-05 | 3.7819e-05 | 3.7819e-05 | 0.00042427 | 0.00042427 | 0.00042427 | 0.00042427 | 0.00042427 | 3.7819e-05 | 3.7819e-05 | 3.7819e-05 | 7.4913e-05 | 7.4913e-05 | 7.4913e-05 | 7.4913e-05 | 0.00042427 | 0.00042427 | 0.00042427 | 0.00042427 | 0.00042427 | 7.4913e-05 | 7.4913e-05 | 7.4913e-05 | 0.069739 | 0.069739 | 0.069739 | 0.069739 | 0.10239 | 0.10239 | 0.10239 | 0.10239 | 0.10239 | 0.069739 | 0.069739 | 0.069739 | 0.00051359 | 0.00012628 | 6.7557e-05
Load Impacts | 0 | 03-BCR-BothResidentialandCommercial-LIT_INT | NA | Load:0:03-BCR-BothResidentialandCommercial-LIT_INT:NA | kWh | 0.00015502 | 0.00015502 | 0.00015502 | 0.00015502 | 0.00018968 | 0.00018968 | 0.00018968 | 0.00018968 | 0.00018968 | 0.00015502 | 0.00015502 | 0.00015502 | 0.00015502 | 0.00015502 | 0.00015502 | 0.00015502 | 0.00018968 | 0.00018968 | 0.00018968 | 0.00018968 | 0.00018968 | 0.00015502 | 0.00015502 | 0.00015502 | 0.083471 | 0.083471 | 0.083471 | 0.083471 | 0.08314 | 0.08314 | 0.08314 | 0.08314 | 0.08314 | 0.083471 | 0.083471 | 0.083471 | 0.00050613 | 0.00012267 | 6.6799e-05
Load Impacts | 0 | 03-BCR-BothResidentialandCommercial-OFF_EQ | NA | Load:0:03-BCR-BothResidentialandCommercial-OFF_EQ:NA | kWh | 0.00014951 | 0.00014951 | 0.00014951 | 0.00014951 | 0.00017069 | 0.00017069 | 0.00017069 | 0.00017069 | 0.00017069 | 0.00014951 | 0.00014951 | 0.00014951 | 0.00014951 | 0.00014951 | 0.00014951 | 0.00014951 | 0.00017069 | 0.00017069 | 0.00017069 | 0.00017069 | 0.00017069 | 0.00014951 | 0.00014951 | 0.00014951 | 0.083271 | 0.083271 | 0.083271 | 0.083271 | 0.08342 | 0.08342 | 0.08342 | 0.08342 | 0.08342 | 0.083271 | 0.083271 | 0.083271 | 0.00050265 | 0.00012098 | 6.6447e-05
Load Impacts | 0 | 03-BCR-BothResidentialandCommercial-LIT_EXT | NA | Load:0:03-BCR-BothResidentialandCommercial-LIT_EXT:NA | kWh | 1.2351e-05 | 1.2351e-05 | 1.2351e-05 | 1.2351e-05 | 1.2445e-05 | 1.2445e-05 | 1.2445e-05 | 1.2445e-05 | 1.2445e-05 | 1.2351e-05 | 1.2351e-05 | 1.2351e-05 | 0.00014797 | 0.00014797 | 0.00014797 | 0.00014797 | 0.00021453 | 0.00021453 | 0.00021453 | 0.00021453 | 0.00021453 | 0.00014797 | 0.00014797 | 0.00014797 | 0.082971 | 0.082971 | 0.082971 | 0.082971 | 0.08384 | 0.08384 | 0.08384 | 0.08384 | 0.08384 | 0.082971 | 0.082971 | 0.082971 | 0.00048488 | 0.00011235 | 6.4646e-05
Load Impacts | 0 | 03-BCR-BothResidentialandCommercial-REFG | NA | Load:0:03-BCR-BothResidentialandCommercial-REFG:NA | kWh | 0.00010936 | 0.00010936 | 0.00010936 | 0.00010936 | 0.00013245 | 0.00013245 | 0.00013245 | 0.00013245 | 0.00013245 | 0.00010936 | 0.00010936 | 0.00010936 | 0.00012471 | 0.00012471 | 0.00012471 | 0.00012471 | 0.00013245 | 0.00013245 | 0.00013245 | 0.00013245 | 0.00013245 | 0.00012471 | 0.00012471 | 0.00012471 | 0.082014 | 0.082014 | 0.082014 | 0.082014 | 0.08518 | 0.08518 | 0.08518 | 0.08518 | 0.08518 | 0.082014 | 0.082014 | 0.082014 | 0.00049684 | 0.00011816 | 6.5858e-05
Load Impacts | 0 | 03-BCR-BothResidentialandCommercial-VENT | NA | Load:0:03-BCR-BothResidentialandCommercial-VENT:NA | kWh | 0.00013057 | 0.00013057 | 0.00013057 | 0.00013057 | 0.00020129 | 0.00020129 | 0.00020129 | 0.00020129 | 0.00020129 | 0.00013057 | 0.00013057 | 0.00013057 | 0.00016382 | 0.00016382 | 0.00016382 | 0.00016382 | 0.00020129 | 0.00020129 | 0.00020129 | 0.00020129 | 0.00020129 | 0.00016382 | 0.00016382 | 0.00016382 | 0.0839 | 0.0839 | 0.0839 | 0.0839 | 0.08254 | 0.08254 | 0.08254 | 0.08254 | 0.08254 | 0.0839 | 0.0839 | 0.0839 | 0.0005066 | 0.00012289 | 6.6847e-05
Load Impacts | 0 | 04-DMO-ResidentialMobileHome–DoubleWide-CL_DRY | NA | Load:0:04-DMO-ResidentialMobileHome–DoubleWide-CL_DRY:NA | kWh | 0.00013207 | 0.00013207 | 0.00013207 | 0.00013207 | 0.00013207 | 0.00013207 | 0.00013207 | 0.00013207 | 0.00013207 | 0.00013207 | 0.00013207 | 0.00013207 | 0.00013207 | 0.00013207 | 0.00013207 | 0.00013207 | 0.00013583 | 0.00013583 | 0.00013583 | 0.00013583 | 0.00013583 | 0.00013207 | 0.00013207 | 0.00013207 | 0.088656 | 0.088656 | 0.088656 | 0.088656 | 0.075884 | 0.075884 | 0.075884 | 0.075884 | 0.075884 | 0.088656 | 0.088656 | 0.088656 | 0.00050516 | 0.00012219 | 6.6701e-05
Load Impacts | 0 | 04-DMO-ResidentialMobileHome–DoubleWide-CL_WASH | NA | Load:0:04-DMO-ResidentialMobileHome–DoubleWide-CL_WASH:NA | kWh | 0.00014 | 0.00014 | 0.00014 | 0.00014 | 0.00014 | 0.00014 | 0.00014 | 0.00014 | 0.00014 | 0.00014 | 0.00014 | 0.00014 | 0.00014 | 0.00014 | 0.00014 | 0.00014 | 0.00014074 | 0.00014074 | 0.00014074 | 0.00014074 | 0.00014074 | 0.00014 | 0.00014 | 0.00014 | 0.082926 | 0.082926 | 0.082926 | 0.082926 | 0.083906 | 0.083906 | 0.083906 | 0.083906 | 0.083906 | 0.082926 | 0.082926 | 0.082926 | 0.00050362 | 0.00012145 | 6.6545e-05
Load Impacts | 0 | 04-DMO-ResidentialMobileHome–DoubleWide-DSH_WASH | NA | Load:0:04-DMO-ResidentialMobileHome–DoubleWide-DSH_WASH:NA | kWh | 0.00025675 | 0.00025675 | 0.00025675 | 0.00025675 | 0.00025673 | 0.00025673 | 0.00025673 | 0.00025673 | 0.00025673 | 0.00025675 | 0.00025675 | 0.00025675 | 0.00025675 | 0.00025675 | 0.00025675 | 0.00025675 | 0.00025675 | 0.00025675 | 0.00025675 | 0.00025675 | 0.00025675 | 0.00025675 | 0.00025675 | 0.00025675 | 0.088031 | 0.088031 | 0.088031 | 0.088031 | 0.076754 | 0.076754 | 0.076754 | 0.076754 | 0.076754 | 0.088031 | 0.088031 | 0.088031 | 0.00050853 | 0.00012384 | 6.7043e-05
Load Impacts | 0 | 04-DMO-ResidentialMobileHome–DoubleWide-FREEZ | NA | Load:0:04-DMO-ResidentialMobileHome–DoubleWide-FREEZ:NA | kWh | 0.00013193 | 0.00013193 | 0.00013193 | 0.00013193 | 0.00013194 | 0.00013194 | 0.00013194 | 0.00013194 | 0.00013194 | 0.00013193 | 0.00013193 | 0.00013193 | 0.00013194 | 0.00013194 | 0.00013194 | 0.00013194 | 0.0001407 | 0.0001407 | 0.0001407 | 0.0001407 | 0.0001407 | 0.00013194 | 0.00013194 | 0.00013194 | 0.077714 | 0.077714 | 0.077714 | 0.077714 | 0.091202 | 0.091202 | 0.091202 | 0.091202 | 0.091202 | 0.077714 | 0.077714 | 0.077714 | 0.00049597 | 0.00011773 | 6.577e-05
Load Impacts | 0 | 04-DMO-ResidentialMobileHome–DoubleWide-LIGHT | NA | Load:0:04-DMO-ResidentialMobileHome–DoubleWide-LIGHT:NA | kWh | 0.00013611 | 0.00013611 | 0.00013611 | 0.00013611 | 0.00013611 | 0.00013611 | 0.00013611 | 0.00013611 | 0.00013611 | 0.00013611 | 0.00013611 | 0.00013611 | 0.00013611 | 0.00013611 | 0.00013611 | 0.00013611 | 0.00013611 | 0.00013611 | 0.00013611 | 0.00013611 | 0.00013611 | 0.00013611 | 0.00013611 | 0.00013611 | 0.088359 | 0.088359 | 0.088359 | 0.088359 | 0.076298 | 0.076298 | 0.076298 | 0.076298 | 0.076298 | 0.088359 | 0.088359 | 0.088359 | 0.00050038 | 0.00011988 | 6.6217e-05
Load Impacts | 0 | 04-DMO-ResidentialMobileHome–DoubleWide-POOL_PMP | NA | Load:0:04-DMO-ResidentialMobileHome–DoubleWide-POOL_PMP:NA | kWh | 5.4594e-05 | 5.4594e-05 | 5.4594e-05 | 5.4594e-05 | 5.4591e-05 | 5.4591e-05 | 5.4591e-05 | 5.4591e-05 | 5.4591e-05 | 5.4594e-05 | 5.4594e-05 | 5.4594e-05 | 5.4594e-05 | 5.4594e-05 | 5.4594e-05 | 5.4594e-05 | 0.00018414 | 0.00018414 | 0.00018414 | 0.00018414 | 0.00018414 | 5.4594e-05 | 5.4594e-05 | 5.4594e-05 | 0.079054 | 0.079054 | 0.079054 | 0.079054 | 0.089322 | 0.089322 | 0.089322 | 0.089322 | 0.089322 | 0.079054 | 0.079054 | 0.079054 | 0.0005041 | 0.00012168 | 6.6593e-05
Load Impacts | 0 | 04-DMO-ResidentialMobileHome–DoubleWide-REFG | NA | Load:0:04-DMO-ResidentialMobileHome–DoubleWide-REFG:NA | kWh | 0.00013621 | 0.00013621 | 0.00013621 | 0.00013621 | 0.00013621 | 0.00013621 | 0.00013621 | 0.00013621 | 0.00013621 | 0.00013621 | 0.00013621 | 0.00013621 | 0.00013621 | 0.00013621 | 0.00013621 | 0.00013621 | 0.00013621 | 0.00013621 | 0.00013621 | 0.00013621 | 0.00013621 | 0.00013621 | 0.00013621 | 0.00013621 | 0.077687 | 0.077687 | 0.077687 | 0.077687 | 0.09124 | 0.09124 | 0.09124 | 0.09124 | 0.09124 | 0.077687 | 0.077687 | 0.077687 | 0.00049614 | 0.00011782 | 6.5788e-05
Load Impacts | 0 | 04-DMO-ResidentialMobileHome–DoubleWide-SP_COOL | NA | Load:0:04-DMO-ResidentialMobileHome–DoubleWide-SP_COOL:NA | kWh | 1.2893e-05 | 1.2893e-05 | 1.2893e-05 | 1.2893e-05 | 0.0013769 | 0.0013769 | 0.0013769 | 0.0013769 | 0.0013769 | 1.2893e-05 | 1.2893e-05 | 1.2893e-05 | 1.7641e-05 | 1.7641e-05 | 1.7641e-05 | 1.7641e-05 | 0.0027951 | 0.0027951 | 0.0027951 | 0.0027951 | 0.0027951 | 1.7641e-05 | 1.7641e-05 | 1.7641e-05 | 0.015714 | 0.015714 | 0.015714 | 0.015714 | 0.178 | 0.178 | 0.178 | 0.178 | 0.178 | 0.015714 | 0.015714 | 0.015714 | 0.00051375 | 0.00012637 | 6.7572e-05
Load Impacts | 0 | 04-DMO-ResidentialMobileHome–DoubleWide-SP_HEAT | NA | Load:0:04-DMO-ResidentialMobileHome–DoubleWide-SP_HEAT:NA | kWh | 9.146e-05 | 9.146e-05 | 9.146e-05 | 9.146e-05 | 0 | 0 | 0 | 0 | 0 | 9.146e-05 | 9.146e-05 | 9.146e-05 | 0.00027503 | 0.00027503 | 0.00027503 | 0.00027503 | 0 | 0 | 0 | 0 | 0 | 0.00027503 | 0.00027503 | 0.00027503 | 0.14286 | 0.14286 | 0.14286 | 0.14286 | 0 | 0 | 0 | 0 | 0 | 0.14286 | 0.14286 | 0.14286 | 0.00048773 | 0.00011373 | 6.4935e-05
Load Impacts | 0 | 04-DMO-ResidentialMobileHome–DoubleWide-WAT_HEAT | NA | Load:0:04-DMO-ResidentialMobileHome–DoubleWide-WAT_HEAT:NA | kWh | 0.00012888 | 0.00012888 | 0.00012888 | 0.00012888 | 0.00012887 | 0.00012887 | 0.00012887 | 0.00012887 | 0.00012887 | 0.00012888 | 0.00012888 | 0.00012888 | 0.00012888 | 0.00012888 | 0.00012888 | 0.00012888 | 0.00012888 | 0.00012888 | 0.00012888 | 0.00012888 | 0.00012888 | 0.00012888 | 0.00012888 | 0.00012888 | 0.091917 | 0.091917 | 0.091917 | 0.091917 | 0.071314 | 0.071314 | 0.071314 | 0.071314 | 0.071314 | 0.091917 | 0.091917 | 0.091917 | 0.00049995 | 0.00011967 | 6.6173e-05
Load Impacts | 0 | 05-ECC-Education–CommunityCollege-COOL | NA | Load:0:05-ECC-Education–CommunityCollege-COOL:NA | kWh | 2.1448e-05 | 2.1448e-05 | 2.1448e-05 | 2.1448e-05 | 0.00041521 | 0.00041521 | 0.00041521 | 0.00041521 | 0.00041521 | 2.1448e-05 | 2.1448e-05 | 2.1448e-05 | 0.00013808 | 0.00013808 | 0.00013808 | 0.00013808 | 0.00041521 | 0.00041521 | 0.00041521 | 0.00041521 | 0.00041521 | 0.00013808 | 0.00013808 | 0.00013808 | 0.072878 | 0.072878 | 0.072878 | 0.072878 | 0.097971 | 0.097971 | 0.097971 | 0.097971 | 0.097971 | 0.072878 | 0.072878 | 0.072878 | 0.00051875 | 0.0001288 | 6.8078e-05
Load Impacts | 0 | 05-ECC-Education–CommunityCollege-LIT_INT | NA | Load:0:05-ECC-Education–CommunityCollege-LIT_INT:NA | kWh | 0.00017133 | 0.00017133 | 0.00017133 | 0.00017133 | 0.00019957 | 0.00019957 | 0.00019957 | 0.00019957 | 0.00019957 | 0.00017133 | 0.00017133 | 0.00017133 | 0.00017866 | 0.00017866 | 0.00017866 | 0.00017866 | 0.00019957 | 0.00019957 | 0.00019957 | 0.00019957 | 0.00019957 | 0.00017866 | 0.00017866 | 0.00017866 | 0.0846 | 0.0846 | 0.0846 | 0.0846 | 0.08154 | 0.08154 | 0.08154 | 0.08154 | 0.08154 | 0.0846 | 0.0846 | 0.0846 | 0.00050913 | 0.00012414 | 6.7102e-05
Load Impacts | 0 | 05-ECC-Education–CommunityCollege-OFF_EQ | NA | Load:0:05-ECC-Education–CommunityCollege-OFF_EQ:NA | kWh | 0.00013375 | 0.00013375 | 0.00013375 | 0.00013375 | 0.00014493 | 0.00014493 | 0.00014493 | 0.00014493 | 0.00014493 | 0.00013375 | 0.00013375 | 0.00013375 | 0.00015718 | 0.00015718 | 0.00015718 | 0.00015718 | 0.00014493 | 0.00014493 | 0.00014493 | 0.00014493 | 0.00014493 | 0.00015718 | 0.00015718 | 0.00015718 | 0.083486 | 0.083486 | 0.083486 | 0.083486 | 0.08314 | 0.08314 | 0.08314 | 0.08314 | 0.08314 | 0.083486 | 0.083486 | 0.083486 | 0.00050349 | 0.00012137 | 6.6533e-05
Load Impacts | 0 | 05-ECC-Education–CommunityCollege-LIT_EXT | NA | Load:0:05-ECC-Education–CommunityCollege-LIT_EXT:NA | kWh | 4.0425e-06 | 4.0425e-06 | 4.0425e-06 | 4.0425e-06 | 3.5331e-06 | 3.5331e-06 | 3.5331e-06 | 3.5331e-06 | 3.5331e-06 | 4.0425e-06 | 4.0425e-06 | 4.0425e-06 | 0.00018311 | 0.00018311 | 0.00018311 | 0.00018311 | 0.00021109 | 0.00021109 | 0.00021109 | 0.00021109 | 0.00021109 | 0.00018311 | 0.00018311 | 0.00018311 | 0.082971 | 0.082971 | 0.082971 | 0.082971 | 0.08384 | 0.08384 | 0.08384 | 0.08384 | 0.08384 | 0.082971 | 0.082971 | 0.082971 | 0.00048465 | 0.00011223 | 6.4623e-05
Load Impacts | 0 | 05-ECC-Education–CommunityCollege-REFG | NA | Load:0:05-ECC-Education–CommunityCollege-REFG:NA | kWh | 0.00010788 | 0.00010788 | 0.00010788 | 0.00010788 | 0.00012526 | 0.00012526 | 0.00012526 | 0.00012526 | 0.00012526 | 0.00010788 | 0.00010788 | 0.00010788 | 0.00012205 | 0.00012205 | 0.00012205 | 0.00012205 | 0.00012526 | 0.00012526 | 0.00012526 | 0.00012526 | 0.00012526 | 0.00012205 | 0.00012205 | 0.00012205 | 0.082657 | 0.082657 | 0.082657 | 0.082657 | 0.08426 | 0.08426 | 0.08426 | 0.08426 | 0.08426 | 0.082657 | 0.082657 | 0.082657 | 0.00049641 | 0.00011796 | 6.5813e-05
Load Impacts | 0 | 05-ECC-Education–CommunityCollege-VENT | NA | Load:0:05-ECC-Education–CommunityCollege-VENT:NA | kWh | 0.00016088 | 0.00016088 | 0.00016088 | 0.00016088 | 0.00020116 | 0.00020116 | 0.00020116 | 0.00020116 | 0.00020116 | 0.00016088 | 0.00016088 | 0.00016088 | 0.00016088 | 0.00016088 | 0.00016088 | 0.00016088 | 0.00020116 | 0.00020116 | 0.00020116 | 0.00020116 | 0.00020116 | 0.00016088 | 0.00016088 | 0.00016088 | 0.085443 | 0.085443 | 0.085443 | 0.085443 | 0.08038 | 0.08038 | 0.08038 | 0.08038 | 0.08038 | 0.085443 | 0.085443 | 0.085443 | 0.00050921 | 0.00012416 | 6.7111e-05
Load Impacts | 0 | 06-EPR-Education–PrimarySchool-COOL | NA | Load:0:06-EPR-Education–PrimarySchool-COOL:NA | kWh | 1.1732e-06 | 1.1732e-06 | 1.1732e-06 | 1.1732e-06 | 0.00058739 | 0.00058739 | 0.00058739 | 0.00058739 | 0.00058739 | 1.1732e-06 | 1.1732e-06 | 1.1732e-06 | 1.7424e-06 | 1.7424e-06 | 1.7424e-06 | 1.7424e-06 | 0.00062926 | 0.00062926 | 0.00062926 | 0.00062926 | 0.00062926 | 1.7424e-06 | 1.7424e-06 | 1.7424e-06 | 0.057366 | 0.057366 | 0.057366 | 0.057366 | 0.11969 | 0.11969 | 0.11969 | 0.11969 | 0.11969 | 0.057366 | 0.057366 | 0.057366 | 0.00052764 | 0.00013312 | 6.8979e-05
Load Impacts | 0 | 06-EPR-Education–PrimarySchool-LIT_INT | NA | Load:0:06-EPR-Education–PrimarySchool-LIT_INT:NA | kWh | 0.00029077 | 0.00029077 | 0.00029077 | 0.00029077 | 0.00017307 | 0.00017307 | 0.00017307 | 0.00017307 | 0.00017307 | 0.00029077 | 0.00029077 | 0.00029077 | 0.00029077 | 0.00029077 | 0.00029077 | 0.00029077 | 0.00019429 | 0.00019429 | 0.00019429 | 0.00019429 | 0.00019429 | 0.00029077 | 0.00029077 | 0.00029077 | 0.087343 | 0.087343 | 0.087343 | 0.087343 | 0.07772 | 0.07772 | 0.07772 | 0.07772 | 0.07772 | 0.087343 | 0.087343 | 0.087343 | 0.00051516 | 0.00012705 | 6.7714e-05
Load Impacts | 0 | 06-EPR-Education–PrimarySchool-OFF_EQ | NA | Load:0:06-EPR-Education–PrimarySchool-OFF_EQ:NA | kWh | 0.00022451 | 0.00022451 | 0.00022451 | 0.00022451 | 0.00015269 | 0.00015269 | 0.00015269 | 0.00015269 | 0.00015269 | 0.00022451 | 0.00022451 | 0.00022451 | 0.00022451 | 0.00022451 | 0.00022451 | 0.00022451 | 0.00015556 | 0.00015556 | 0.00015556 | 0.00015556 | 0.00015556 | 0.00022451 | 0.00022451 | 0.00022451 | 0.087243 | 0.087243 | 0.087243 | 0.087243 | 0.07784 | 0.07784 | 0.07784 | 0.07784 | 0.07784 | 0.087243 | 0.087243 | 0.087243 | 0.00050862 | 0.00012389 | 6.705e-05
Load Impacts | 0 | 06-EPR-Education–PrimarySchool-LIT_EXT | NA | Load:0:06-EPR-Education–PrimarySchool-LIT_EXT:NA | kWh | 3.534e-06 | 3.534e-06 | 3.534e-06 | 3.534e-06 | 3.4117e-06 | 3.4117e-06 | 3.4117e-06 | 3.4117e-06 | 3.4117e-06 | 3.534e-06 | 3.534e-06 | 3.534e-06 | 0.00018251 | 0.00018251 | 0.00018251 | 0.00018251 | 0.00021161 | 0.00021161 | 0.00021161 | 0.00021161 | 0.00021161 | 0.00018251 | 0.00018251 | 0.00018251 | 0.082986 | 0.082986 | 0.082986 | 0.082986 | 0.0838 | 0.0838 | 0.0838 | 0.0838 | 0.0838 | 0.082986 | 0.082986 | 0.082986 | 0.00048457 | 0.00011221 | 6.4614e-05
Load Impacts | 0 | 06-EPR-Education–PrimarySchool-REFG | NA | Load:0:06-EPR-Education–PrimarySchool-REFG:NA | kWh | 0.00013264 | 0.00013264 | 0.00013264 | 0.00013264 | 0.0001148 | 0.0001148 | 0.0001148 | 0.0001148 | 0.0001148 | 0.00013264 | 0.00013264 | 0.00013264 | 0.00013264 | 0.00013264 | 0.00013264 | 0.00013264 | 0.0001148 | 0.0001148 | 0.0001148 | 0.0001148 | 0.0001148 | 0.00013264 | 0.00013264 | 0.00013264 | 0.085257 | 0.085257 | 0.085257 | 0.085257 | 0.08062 | 0.08062 | 0.08062 | 0.08062 | 0.08062 | 0.085257 | 0.085257 | 0.085257 | 0.00049663 | 0.00011806 | 6.5835e-05
Load Impacts | 0 | 06-EPR-Education–PrimarySchool-VENT | NA | Load:0:06-EPR-Education–PrimarySchool-VENT:NA | kWh | 0.0002978 | 0.0002978 | 0.0002978 | 0.0002978 | 0.00021245 | 0.00021245 | 0.00021245 | 0.00021245 | 0.00021245 | 0.0002978 | 0.0002978 | 0.0002978 | 0.0002978 | 0.0002978 | 0.0002978 | 0.0002978 | 0.00022315 | 0.00022315 | 0.00022315 | 0.00022315 | 0.00022315 | 0.0002978 | 0.0002978 | 0.0002978 | 0.088186 | 0.088186 | 0.088186 | 0.088186 | 0.07656 | 0.07656 | 0.07656 | 0.07656 | 0.07656 | 0.088186 | 0.088186 | 0.088186 | 0.00052278 | 0.00013074 | 6.8488e-05
Load Impacts | 0 | 07-ESE-Education–SecondarySchool-COOL | NA | Load:0:07-ESE-Education–SecondarySchool-COOL:NA | kWh | 1.1732e-06 | 1.1732e-06 | 1.1732e-06 | 1.1732e-06 | 0.00058739 | 0.00058739 | 0.00058739 | 0.00058739 | 0.00058739 | 1.1732e-06 | 1.1732e-06 | 1.1732e-06 | 1.7424e-06 | 1.7424e-06 | 1.7424e-06 | 1.7424e-06 | 0.00062926 | 0.00062926 | 0.00062926 | 0.00062926 | 0.00062926 | 1.7424e-06 | 1.7424e-06 | 1.7424e-06 | 0.057366 | 0.057366 | 0.057366 | 0.057366 | 0.11969 | 0.11969 | 0.11969 | 0.11969 | 0.11969 | 0.057366 | 0.057366 | 0.057366 | 0.00052764 | 0.00013312 | 6.8979e-05
Load Impacts | 0 | 07-ESE-Education–SecondarySchool-LIT_INT | NA | Load:0:07-ESE-Education–SecondarySchool-LIT_INT:NA | kWh | 0.00029077 | 0.00029077 | 0.00029077 | 0.00029077 | 0.00017307 | 0.00017307 | 0.00017307 | 0.00017307 | 0.00017307 | 0.00029077 | 0.00029077 | 0.00029077 | 0.00029077 | 0.00029077 | 0.00029077 | 0.00029077 | 0.00019429 | 0.00019429 | 0.00019429 | 0.00019429 | 0.00019429 | 0.00029077 | 0.00029077 | 0.00029077 | 0.087343 | 0.087343 | 0.087343 | 0.087343 | 0.07772 | 0.07772 | 0.07772 | 0.07772 | 0.07772 | 0.087343 | 0.087343 | 0.087343 | 0.00051516 | 0.00012705 | 6.7714e-05
Load Impacts | 0 | 07-ESE-Education–SecondarySchool-OFF_EQ | NA | Load:0:07-ESE-Education–SecondarySchool-OFF_EQ:NA | kWh | 0.00022451 | 0.00022451 | 0.00022451 | 0.00022451 | 0.00015269 | 0.00015269 | 0.00015269 | 0.00015269 | 0.00015269 | 0.00022451 | 0.00022451 | 0.00022451 | 0.00022451 | 0.00022451 | 0.00022451 | 0.00022451 | 0.00015556 | 0.00015556 | 0.00015556 | 0.00015556 | 0.00015556 | 0.00022451 | 0.00022451 | 0.00022451 | 0.087243 | 0.087243 | 0.087243 | 0.087243 | 0.07784 | 0.07784 | 0.07784 | 0.07784 | 0.07784 | 0.087243 | 0.087243 | 0.087243 | 0.00050862 | 0.00012389 | 6.705e-05
Load Impacts | 0 | 07-ESE-Education–SecondarySchool-LIT_EXT | NA | Load:0:07-ESE-Education–SecondarySchool-LIT_EXT:NA | kWh | 3.534e-06 | 3.534e-06 | 3.534e-06 | 3.534e-06 | 3.4117e-06 | 3.4117e-06 | 3.4117e-06 | 3.4117e-06 | 3.4117e-06 | 3.534e-06 | 3.534e-06 | 3.534e-06 | 0.00018251 | 0.00018251 | 0.00018251 | 0.00018251 | 0.00021161 | 0.00021161 | 0.00021161 | 0.00021161 | 0.00021161 | 0.00018251 | 0.00018251 | 0.00018251 | 0.082986 | 0.082986 | 0.082986 | 0.082986 | 0.0838 | 0.0838 | 0.0838 | 0.0838 | 0.0838 | 0.082986 | 0.082986 | 0.082986 | 0.00048457 | 0.00011221 | 6.4614e-05
Load Impacts | 0 | 07-ESE-Education–SecondarySchool-REFG | NA | Load:0:07-ESE-Education–SecondarySchool-REFG:NA | kWh | 0.00013264 | 0.00013264 | 0.00013264 | 0.00013264 | 0.0001148 | 0.0001148 | 0.0001148 | 0.0001148 | 0.0001148 | 0.00013264 | 0.00013264 | 0.00013264 | 0.00013264 | 0.00013264 | 0.00013264 | 0.00013264 | 0.0001148 | 0.0001148 | 0.0001148 | 0.0001148 | 0.0001148 | 0.00013264 | 0.00013264 | 0.00013264 | 0.085257 | 0.085257 | 0.085257 | 0.085257 | 0.08062 | 0.08062 | 0.08062 | 0.08062 | 0.08062 | 0.085257 | 0.085257 | 0.085257 | 0.00049663 | 0.00011806 | 6.5835e-05
Load Impacts | 0 | 07-ESE-Education–SecondarySchool-VENT | NA | Load:0:07-ESE-Education–SecondarySchool-VENT:NA | kWh | 0.0002978 | 0.0002978 | 0.0002978 | 0.0002978 | 0.00021245 | 0.00021245 | 0.00021245 | 0.00021245 | 0.00021245 | 0.0002978 | 0.0002978 | 0.0002978 | 0.0002978 | 0.0002978 | 0.0002978 | 0.0002978 | 0.00022315 | 0.00022315 | 0.00022315 | 0.00022315 | 0.00022315 | 0.0002978 | 0.0002978 | 0.0002978 | 0.088186 | 0.088186 | 0.088186 | 0.088186 | 0.07656 | 0.07656 | 0.07656 | 0.07656 | 0.07656 | 0.088186 | 0.088186 | 0.088186 | 0.00052278 | 0.00013074 | 6.8488e-05
Load Impacts | 0 | 08-EUN-Education–University-COOL | NA | Load:0:08-EUN-Education–University-COOL:NA | kWh | 2.1448e-05 | 2.1448e-05 | 2.1448e-05 | 2.1448e-05 | 0.00041521 | 0.00041521 | 0.00041521 | 0.00041521 | 0.00041521 | 2.1448e-05 | 2.1448e-05 | 2.1448e-05 | 0.00013808 | 0.00013808 | 0.00013808 | 0.00013808 | 0.00041521 | 0.00041521 | 0.00041521 | 0.00041521 | 0.00041521 | 0.00013808 | 0.00013808 | 0.00013808 | 0.072878 | 0.072878 | 0.072878 | 0.072878 | 0.097971 | 0.097971 | 0.097971 | 0.097971 | 0.097971 | 0.072878 | 0.072878 | 0.072878 | 0.00051875 | 0.0001288 | 6.8078e-05
Load Impacts | 0 | 08-EUN-Education–University-LIT_INT | NA | Load:0:08-EUN-Education–University-LIT_INT:NA | kWh | 0.00017133 | 0.00017133 | 0.00017133 | 0.00017133 | 0.00019957 | 0.00019957 | 0.00019957 | 0.00019957 | 0.00019957 | 0.00017133 | 0.00017133 | 0.00017133 | 0.00017866 | 0.00017866 | 0.00017866 | 0.00017866 | 0.00019957 | 0.00019957 | 0.00019957 | 0.00019957 | 0.00019957 | 0.00017866 | 0.00017866 | 0.00017866 | 0.0846 | 0.0846 | 0.0846 | 0.0846 | 0.08154 | 0.08154 | 0.08154 | 0.08154 | 0.08154 | 0.0846 | 0.0846 | 0.0846 | 0.00050913 | 0.00012414 | 6.7102e-05
Load Impacts | 0 | 08-EUN-Education–University-OFF_EQ | NA | Load:0:08-EUN-Education–University-OFF_EQ:NA | kWh | 0.00013375 | 0.00013375 | 0.00013375 | 0.00013375 | 0.00014493 | 0.00014493 | 0.00014493 | 0.00014493 | 0.00014493 | 0.00013375 | 0.00013375 | 0.00013375 | 0.00015718 | 0.00015718 | 0.00015718 | 0.00015718 | 0.00014493 | 0.00014493 | 0.00014493 | 0.00014493 | 0.00014493 | 0.00015718 | 0.00015718 | 0.00015718 | 0.083486 | 0.083486 | 0.083486 | 0.083486 | 0.08314 | 0.08314 | 0.08314 | 0.08314 | 0.08314 | 0.083486 | 0.083486 | 0.083486 | 0.00050349 | 0.00012137 | 6.6533e-05
Load Impacts | 0 | 08-EUN-Education–University-LIT_EXT | NA | Load:0:08-EUN-Education–University-LIT_EXT:NA | kWh | 4.0425e-06 | 4.0425e-06 | 4.0425e-06 | 4.0425e-06 | 3.5331e-06 | 3.5331e-06 | 3.5331e-06 | 3.5331e-06 | 3.5331e-06 | 4.0425e-06 | 4.0425e-06 | 4.0425e-06 | 0.00018311 | 0.00018311 | 0.00018311 | 0.00018311 | 0.00021109 | 0.00021109 | 0.00021109 | 0.00021109 | 0.00021109 | 0.00018311 | 0.00018311 | 0.00018311 | 0.082971 | 0.082971 | 0.082971 | 0.082971 | 0.08384 | 0.08384 | 0.08384 | 0.08384 | 0.08384 | 0.082971 | 0.082971 | 0.082971 | 0.00048465 | 0.00011223 | 6.4623e-05
Load Impacts | 0 | 08-EUN-Education–University-REFG | NA | Load:0:08-EUN-Education–University-REFG:NA | kWh | 0.00010788 | 0.00010788 | 0.00010788 | 0.00010788 | 0.00012526 | 0.00012526 | 0.00012526 | 0.00012526 | 0.00012526 | 0.00010788 | 0.00010788 | 0.00010788 | 0.00012205 | 0.00012205 | 0.00012205 | 0.00012205 | 0.00012526 | 0.00012526 | 0.00012526 | 0.00012526 | 0.00012526 | 0.00012205 | 0.00012205 | 0.00012205 | 0.082657 | 0.082657 | 0.082657 | 0.082657 | 0.08426 | 0.08426 | 0.08426 | 0.08426 | 0.08426 | 0.082657 | 0.082657 | 0.082657 | 0.00049641 | 0.00011796 | 6.5813e-05
Load Impacts | 0 | 08-EUN-Education–University-VENT | NA | Load:0:08-EUN-Education–University-VENT:NA | kWh | 0.00016088 | 0.00016088 | 0.00016088 | 0.00016088 | 0.00020116 | 0.00020116 | 0.00020116 | 0.00020116 | 0.00020116 | 0.00016088 | 0.00016088 | 0.00016088 | 0.00016088 | 0.00016088 | 0.00016088 | 0.00016088 | 0.00020116 | 0.00020116 | 0.00020116 | 0.00020116 | 0.00020116 | 0.00016088 | 0.00016088 | 0.00016088 | 0.085443 | 0.085443 | 0.085443 | 0.085443 | 0.08038 | 0.08038 | 0.08038 | 0.08038 | 0.08038 | 0.085443 | 0.085443 | 0.085443 | 0.00050921 | 0.00012416 | 6.7111e-05
Load Impacts | 0 | 09-GRO-Grocery-COOL | NA | Load:0:09-GRO-Grocery-COOL:NA | kWh | 0.00014203 | 0.00014203 | 0.00014203 | 0.00014203 | 0.00026855 | 0.00026855 | 0.00026855 | 0.00026855 | 0.00026855 | 0.00014203 | 0.00014203 | 0.00014203 | 0.00014203 | 0.00014203 | 0.00014203 | 0.00014203 | 0.00026855 | 0.00026855 | 0.00026855 | 0.00026855 | 0.00026855 | 0.00014203 | 0.00014203 | 0.00014203 | 0.06914 | 0.06914 | 0.06914 | 0.06914 | 0.1032 | 0.1032 | 0.1032 | 0.1032 | 0.1032 | 0.06914 | 0.06914 | 0.06914 | 0.000501 | 0.00012018 | 6.628e-05
Load Impacts | 0 | 09-GRO-Grocery-LIT_INT | NA | Load:0:09-GRO-Grocery-LIT_INT:NA | kWh | 0.00012231 | 0.00012231 | 0.00012231 | 0.00012231 | 0.00013877 | 0.00013877 | 0.00013877 | 0.00013877 | 0.00013877 | 0.00012231 | 0.00012231 | 0.00012231 | 0.00014167 | 0.00014167 | 0.00014167 | 0.00014167 | 0.00013877 | 0.00013877 | 0.00013877 | 0.00013877 | 0.00013877 | 0.00014167 | 0.00014167 | 0.00014167 | 0.083329 | 0.083329 | 0.083329 | 0.083329 | 0.08332 | 0.08332 | 0.08332 | 0.08332 | 0.08332 | 0.083329 | 0.083329 | 0.083329 | 0.0004994 | 0.00011941 | 6.6116e-05
Load Impacts | 0 | 09-GRO-Grocery-OFF_EQ | NA | Load:0:09-GRO-Grocery-OFF_EQ:NA | kWh | 0.00011897 | 0.00011897 | 0.00011897 | 0.00011897 | 0.00013849 | 0.00013849 | 0.00013849 | 0.00013849 | 0.00013849 | 0.00011897 | 0.00011897 | 0.00011897 | 0.00014294 | 0.00014294 | 0.00014294 | 0.00014294 | 0.00013849 | 0.00013849 | 0.00013849 | 0.00013849 | 0.00013849 | 0.00014294 | 0.00014294 | 0.00014294 | 0.083657 | 0.083657 | 0.083657 | 0.083657 | 0.08288 | 0.08288 | 0.08288 | 0.08288 | 0.08288 | 0.083657 | 0.083657 | 0.083657 | 0.00049936 | 0.00011938 | 6.6114e-05
Load Impacts | 0 | 09-GRO-Grocery-LIT_EXT | NA | Load:0:09-GRO-Grocery-LIT_EXT:NA | kWh | 3.9242e-06 | 3.9242e-06 | 3.9242e-06 | 3.9242e-06 | 3.8528e-06 | 3.8528e-06 | 3.8528e-06 | 3.8528e-06 | 3.8528e-06 | 3.9242e-06 | 3.9242e-06 | 3.9242e-06 | 0.00017919 | 0.00017919 | 0.00017919 | 0.00017919 | 0.00021202 | 0.00021202 | 0.00021202 | 0.00021202 | 0.00021202 | 0.00017919 | 0.00017919 | 0.00017919 | 0.082957 | 0.082957 | 0.082957 | 0.082957 | 0.08386 | 0.08386 | 0.08386 | 0.08386 | 0.08386 | 0.082957 | 0.082957 | 0.082957 | 0.00048458 | 0.0001122 | 6.4616e-05
Load Impacts | 0 | 09-GRO-Grocery-REFG | NA | Load:0:09-GRO-Grocery-REFG:NA | kWh | 0.00011081 | 0.00011081 | 0.00011081 | 0.00011081 | 0.0001325 | 0.0001325 | 0.0001325 | 0.0001325 | 0.0001325 | 0.00011081 | 0.00011081 | 0.00011081 | 0.0001218 | 0.0001218 | 0.0001218 | 0.0001218 | 0.0001325 | 0.0001325 | 0.0001325 | 0.0001325 | 0.0001325 | 0.0001218 | 0.0001218 | 0.0001218 | 0.081871 | 0.081871 | 0.081871 | 0.081871 | 0.08538 | 0.08538 | 0.08538 | 0.08538 | 0.08538 | 0.081871 | 0.081871 | 0.081871 | 0.00049622 | 0.00011785 | 6.5795e-05
Load Impacts | 0 | 09-GRO-Grocery-VENT | NA | Load:0:09-GRO-Grocery-VENT:NA | kWh | 0.00012429 | 0.00012429 | 0.00012429 | 0.00012429 | 0.00012278 | 0.00012278 | 0.00012278 | 0.00012278 | 0.00012278 | 0.00012429 | 0.00012429 | 0.00012429 | 0.00012429 | 0.00012429 | 0.00012429 | 0.00012429 | 0.00012278 | 0.00012278 | 0.00012278 | 0.00012278 | 0.00012278 | 0.00012429 | 0.00012429 | 0.00012429 | 0.082529 | 0.082529 | 0.082529 | 0.082529 | 0.08448 | 0.08448 | 0.08448 | 0.08448 | 0.08448 | 0.082529 | 0.082529 | 0.082529 | 0.00049597 | 0.00011772 | 6.5772e-05
Load Impacts | 0 | 10-HSP-Health/Medical–Hospital-COOL | NA | Load:0:10-HSP-Health/Medical–Hospital-COOL:NA | kWh | 0.00014823 | 0.00014823 | 0.00014823 | 0.00014823 | 0.00048088 | 0.00048088 | 0.00048088 | 0.00048088 | 0.00048088 | 0.00014823 | 0.00014823 | 0.00014823 | 0.00014823 | 0.00014823 | 0.00014823 | 0.00014823 | 0.00048088 | 0.00048088 | 0.00048088 | 0.00048088 | 0.00048088 | 0.00014823 | 0.00014823 | 0.00014823 | 0.061894 | 0.061894 | 0.061894 | 0.061894 | 0.11337 | 0.11337 | 0.11337 | 0.11337 | 0.11337 | 0.061894 | 0.061894 | 0.061894 | 0.00051324 | 0.00012611 | 6.7522e-05
Load Impacts | 0 | 10-HSP-Health/Medical–Hospital-LIT_INT | NA | Load:0:10-HSP-Health/Medical–Hospital-LIT_INT:NA | kWh | 0.0001494 | 0.0001494 | 0.0001494 | 0.0001494 | 0.00018386 | 0.00018386 | 0.00018386 | 0.00018386 | 0.00018386 | 0.0001494 | 0.0001494 | 0.0001494 | 0.0001494 | 0.0001494 | 0.0001494 | 0.0001494 | 0.00018386 | 0.00018386 | 0.00018386 | 0.00018386 | 0.00018386 | 0.0001494 | 0.0001494 | 0.0001494 | 0.081943 | 0.081943 | 0.081943 | 0.081943 | 0.08526 | 0.08526 | 0.08526 | 0.08526 | 0.08526 | 0.081943 | 0.081943 | 0.081943 | 0.00050352 | 0.00012141 | 6.6534e-05
Load Impacts | 0 | 10-HSP-Health/Medical–Hospital-OFF_EQ | NA | Load:0:10-HSP-Health/Medical–Hospital-OFF_EQ:NA | kWh | 0.00014304 | 0.00014304 | 0.00014304 | 0.00014304 | 0.0001656 | 0.0001656 | 0.0001656 | 0.0001656 | 0.0001656 | 0.00014304 | 0.00014304 | 0.00014304 | 0.00014304 | 0.00014304 | 0.00014304 | 0.00014304 | 0.0001656 | 0.0001656 | 0.0001656 | 0.0001656 | 0.0001656 | 0.00014304 | 0.00014304 | 0.00014304 | 0.082029 | 0.082029 | 0.082029 | 0.082029 | 0.08518 | 0.08518 | 0.08518 | 0.08518 | 0.08518 | 0.082029 | 0.082029 | 0.082029 | 0.0005004 | 0.00011987 | 6.622e-05
Load Impacts | 0 | 10-HSP-Health/Medical–Hospital-LIT_EXT | NA | Load:0:10-HSP-Health/Medical–Hospital-LIT_EXT:NA | kWh | 4.4274e-06 | 4.4274e-06 | 4.4274e-06 | 4.4274e-06 | 5.2558e-06 | 5.2558e-06 | 5.2558e-06 | 5.2558e-06 | 5.2558e-06 | 4.4274e-06 | 4.4274e-06 | 4.4274e-06 | 0.00018989 | 0.00018989 | 0.00018989 | 0.00018989 | 0.00022167 | 0.00022167 | 0.00022167 | 0.00022167 | 0.00022167 | 0.00018989 | 0.00018989 | 0.00018989 | 0.082986 | 0.082986 | 0.082986 | 0.082986 | 0.08382 | 0.08382 | 0.08382 | 0.08382 | 0.08382 | 0.082986 | 0.082986 | 0.082986 | 0.00048529 | 0.00011255 | 6.4688e-05
Load Impacts | 0 | 10-HSP-Health/Medical–Hospital-REFG | NA | Load:0:10-HSP-Health/Medical–Hospital-REFG:NA | kWh | 0.00010808 | 0.00010808 | 0.00010808 | 0.00010808 | 0.00013556 | 0.00013556 | 0.00013556 | 0.00013556 | 0.00013556 | 0.00010808 | 0.00010808 | 0.00010808 | 0.00012522 | 0.00012522 | 0.00012522 | 0.00012522 | 0.00013556 | 0.00013556 | 0.00013556 | 0.00013556 | 0.00013556 | 0.00012522 | 0.00012522 | 0.00012522 | 0.0815 | 0.0815 | 0.0815 | 0.0815 | 0.08588 | 0.08588 | 0.08588 | 0.08588 | 0.08588 | 0.0815 | 0.0815 | 0.0815 | 0.00049699 | 0.00011824 | 6.5872e-05
Load Impacts | 0 | 10-HSP-Health/Medical–Hospital-VENT | NA | Load:0:10-HSP-Health/Medical–Hospital-VENT:NA | kWh | 0.00017121 | 0.00017121 | 0.00017121 | 0.00017121 | 0.00019867 | 0.00019867 | 0.00019867 | 0.00019867 | 0.00019867 | 0.00017121 | 0.00017121 | 0.00017121 | 0.00017121 | 0.00017121 | 0.00017121 | 0.00017121 | 0.00019867 | 0.00019867 | 0.00019867 | 0.00019867 | 0.00019867 | 0.00017121 | 0.00017121 | 0.00017121 | 0.082629 | 0.082629 | 0.082629 | 0.082629 | 0.08434 | 0.08434 | 0.08434 | 0.08434 | 0.08434 | 0.082629 | 0.082629 | 0.082629 | 0.00050393 | 0.00012159 | 6.6578e-05
Load Impacts | 0 | 11-HTL-Lodging–Hotel(GuestRooms)-COOL | NA | Load:0:11-HTL-Lodging–Hotel(GuestRooms)-COOL:NA | kWh | 6.9386e-06 | 6.9386e-06 | 6.9386e-06 | 6.9386e-06 | 0.00054521 | 0.00054521 | 0.00054521 | 0.00054521 | 0.00054521 | 6.9386e-06 | 6.9386e-06 | 6.9386e-06 | 1.7994e-05 | 1.7994e-05 | 1.7994e-05 | 1.7994e-05 | 0.00054521 | 0.00054521 | 0.00054521 | 0.00054521 | 0.00054521 | 1.7994e-05 | 1.7994e-05 | 1.7994e-05 | 0.055637 | 0.055637 | 0.055637 | 0.055637 | 0.12211 | 0.12211 | 0.12211 | 0.12211 | 0.12211 | 0.055637 | 0.055637 | 0.055637 | 0.00050361 | 0.00012144 | 6.6544e-05
Load Impacts | 0 | 11-HTL-Lodging–Hotel(GuestRooms)-LIT_INT | NA | Load:0:11-HTL-Lodging–Hotel(GuestRooms)-LIT_INT:NA | kWh | 0.00010997 | 0.00010997 | 0.00010997 | 0.00010997 | 0.0001252 | 0.0001252 | 0.0001252 | 0.0001252 | 0.0001252 | 0.00010997 | 0.00010997 | 0.00010997 | 0.00011801 | 0.00011801 | 0.00011801 | 0.00011801 | 0.00012882 | 0.00012882 | 0.00012882 | 0.00012882 | 0.00012882 | 0.00011801 | 0.00011801 | 0.00011801 | 0.081414 | 0.081414 | 0.081414 | 0.081414 | 0.086 | 0.086 | 0.086 | 0.086 | 0.086 | 0.081414 | 0.081414 | 0.081414 | 0.00049555 | 0.00011754 | 6.5726e-05
Load Impacts | 0 | 11-HTL-Lodging–Hotel(GuestRooms)-OFF_EQ | NA | Load:0:11-HTL-Lodging–Hotel(GuestRooms)-OFF_EQ:NA | kWh | 0.00011523 | 0.00011523 | 0.00011523 | 0.00011523 | 0.00012928 | 0.00012928 | 0.00012928 | 0.00012928 | 0.00012928 | 0.00011523 | 0.00011523 | 0.00011523 | 0.0001156 | 0.0001156 | 0.0001156 | 0.0001156 | 0.00012928 | 0.00012928 | 0.00012928 | 0.00012928 | 0.00012928 | 0.0001156 | 0.0001156 | 0.0001156 | 0.081729 | 0.081729 | 0.081729 | 0.081729 | 0.08558 | 0.08558 | 0.08558 | 0.08558 | 0.08558 | 0.081729 | 0.081729 | 0.081729 | 0.00049623 | 0.00011786 | 6.5797e-05
Load Impacts | 0 | 11-HTL-Lodging–Hotel(GuestRooms)-LIT_EXT | NA | Load:0:11-HTL-Lodging–Hotel(GuestRooms)-LIT_EXT:NA | kWh | 5.7656e-06 | 5.7656e-06 | 5.7656e-06 | 5.7656e-06 | 5.4212e-06 | 5.4212e-06 | 5.4212e-06 | 5.4212e-06 | 5.4212e-06 | 5.7656e-06 | 5.7656e-06 | 5.7656e-06 | 0.00018024 | 0.00018024 | 0.00018024 | 0.00018024 | 0.00021132 | 0.00021132 | 0.00021132 | 0.00021132 | 0.00021132 | 0.00018024 | 0.00018024 | 0.00018024 | 0.083043 | 0.083043 | 0.083043 | 0.083043 | 0.08376 | 0.08376 | 0.08376 | 0.08376 | 0.08376 | 0.083043 | 0.083043 | 0.083043 | 0.00048489 | 0.00011234 | 6.4649e-05
Load Impacts | 0 | 11-HTL-Lodging–Hotel(GuestRooms)-REFG | NA | Load:0:11-HTL-Lodging–Hotel(GuestRooms)-REFG:NA | kWh | 0.00010856 | 0.00010856 | 0.00010856 | 0.00010856 | 0.00012842 | 0.00012842 | 0.00012842 | 0.00012842 | 0.00012842 | 0.00010856 | 0.00010856 | 0.00010856 | 0.00012296 | 0.00012296 | 0.00012296 | 0.00012296 | 0.00012842 | 0.00012842 | 0.00012842 | 0.00012842 | 0.00012842 | 0.00012296 | 0.00012296 | 0.00012296 | 0.082329 | 0.082329 | 0.082329 | 0.082329 | 0.08474 | 0.08474 | 0.08474 | 0.08474 | 0.08474 | 0.082329 | 0.082329 | 0.082329 | 0.00049671 | 0.00011809 | 6.5845e-05
Load Impacts | 0 | 11-HTL-Lodging–Hotel(GuestRooms)-VENT | NA | Load:0:11-HTL-Lodging–Hotel(GuestRooms)-VENT:NA | kWh | 0.00012564 | 0.00012564 | 0.00012564 | 0.00012564 | 0.00011947 | 0.00011947 | 0.00011947 | 0.00011947 | 0.00011947 | 0.00012564 | 0.00012564 | 0.00012564 | 0.00012564 | 0.00012564 | 0.00012564 | 0.00012564 | 0.00011947 | 0.00011947 | 0.00011947 | 0.00011947 | 0.00011947 | 0.00012564 | 0.00012564 | 0.00012564 | 0.083214 | 0.083214 | 0.083214 | 0.083214 | 0.08348 | 0.08348 | 0.08348 | 0.08348 | 0.08348 | 0.083214 | 0.083214 | 0.083214 | 0.00049511 | 0.00011733 | 6.5682e-05
Load Impacts | 0 | 12-MBT-Manufacturing–Bio/Tech-AG_PUMP | NA | Load:0:12-MBT-Manufacturing–Bio/Tech-AG_PUMP:NA | kWh | 0.00010467 | 0.00010467 | 0.00010467 | 0.00010467 | 0.0001748 | 0.0001748 | 0.0001748 | 0.0001748 | 0.0001748 | 0.00010467 | 0.00010467 | 0.00010467 | 0.00010467 | 0.00010467 | 0.00010467 | 0.00010467 | 0.0001748 | 0.0001748 | 0.0001748 | 0.0001748 | 0.0001748 | 0.00010467 | 0.00010467 | 0.00010467 | 0.055357 | 0.055357 | 0.055357 | 0.055357 | 0.12252 | 0.12252 | 0.12252 | 0.12252 | 0.12252 | 0.055357 | 0.055357 | 0.055357 | 0.0004971 | 0.00011827 | 6.5886e-05
Load Impacts | 0 | 12-MBT-Manufacturing–Bio/Tech-COMP_AIR | NA | Load:0:12-MBT-Manufacturing–Bio/Tech-COMP_AIR:NA | kWh | 0.00015028 | 0.00015028 | 0.00015028 | 0.00015028 | 0.00013612 | 0.00013612 | 0.00013612 | 0.00013612 | 0.00013612 | 0.00015028 | 0.00015028 | 0.00015028 | 0.00015028 | 0.00015028 | 0.00015028 | 0.00015028 | 0.00013612 | 0.00013612 | 0.00013612 | 0.00013612 | 0.00013612 | 0.00015028 | 0.00015028 | 0.00015028 | 0.080129 | 0.080129 | 0.080129 | 0.080129 | 0.08782 | 0.08782 | 0.08782 | 0.08782 | 0.08782 | 0.080129 | 0.080129 | 0.080129 | 0.00049901 | 0.00011921 | 6.6078e-05
Load Impacts | 0 | 12-MBT-Manufacturing–Bio/Tech-COOL | NA | Load:0:12-MBT-Manufacturing–Bio/Tech-COOL:NA | kWh | 5.0738e-05 | 5.0738e-05 | 5.0738e-05 | 5.0738e-05 | 0.00048679 | 0.00048679 | 0.00048679 | 0.00048679 | 0.00048679 | 5.0738e-05 | 5.0738e-05 | 5.0738e-05 | 5.0738e-05 | 5.0738e-05 | 5.0738e-05 | 5.0738e-05 | 0.00048679 | 0.00048679 | 0.00048679 | 0.00048679 | 0.00048679 | 5.0738e-05 | 5.0738e-05 | 5.0738e-05 | 0.032886 | 0.032886 | 0.032886 | 0.032886 | 0.15394 | 0.15394 | 0.15394 | 0.15394 | 0.15394 | 0.032886 | 0.032886 | 0.032886 | 0.00050397 | 0.00012163 | 6.6579e-05
Load Impacts | 0 | 12-MBT-Manufacturing–Bio/Tech-LIGHT | NA | Load:0:12-MBT-Manufacturing–Bio/Tech-LIGHT:NA | kWh | 0.00011466 | 0.00011466 | 0.00011466 | 0.00011466 | 0.00020094 | 0.00020094 | 0.00020094 | 0.00020094 | 0.00020094 | 0.00011466 | 0.00011466 | 0.00011466 | 0.00011466 | 0.00011466 | 0.00011466 | 0.00011466 | 0.00020094 | 0.00020094 | 0.00020094 | 0.00020094 | 0.00020094 | 0.00011466 | 0.00011466 | 0.00011466 | 0.0788 | 0.0788 | 0.0788 | 0.0788 | 0.0897 | 0.0897 | 0.0897 | 0.0897 | 0.0897 | 0.0788 | 0.0788 | 0.0788 | 0.00050357 | 0.00012141 | 6.6541e-05
Load Impacts | 0 | 12-MBT-Manufacturing–Bio/Tech-MOTOR | NA | Load:0:12-MBT-Manufacturing–Bio/Tech-MOTOR:NA | kWh | 0.00015028 | 0.00015028 | 0.00015028 | 0.00015028 | 0.00013612 | 0.00013612 | 0.00013612 | 0.00013612 | 0.00013612 | 0.00015028 | 0.00015028 | 0.00015028 | 0.00015028 | 0.00015028 | 0.00015028 | 0.00015028 | 0.00013612 | 0.00013612 | 0.00013612 | 0.00013612 | 0.00013612 | 0.00015028 | 0.00015028 | 0.00015028 | 0.080129 | 0.080129 | 0.080129 | 0.080129 | 0.08782 | 0.08782 | 0.08782 | 0.08782 | 0.08782 | 0.080129 | 0.080129 | 0.080129 | 0.00049901 | 0.00011921 | 6.6078e-05
Load Impacts | 0 | 12-MBT-Manufacturing–Bio/Tech-PROC_OTH | NA | Load:0:12-MBT-Manufacturing–Bio/Tech-PROC_OTH:NA | kWh | 0.00015028 | 0.00015028 | 0.00015028 | 0.00015028 | 0.00013612 | 0.00013612 | 0.00013612 | 0.00013612 | 0.00013612 | 0.00015028 | 0.00015028 | 0.00015028 | 0.00015028 | 0.00015028 | 0.00015028 | 0.00015028 | 0.00013612 | 0.00013612 | 0.00013612 | 0.00013612 | 0.00013612 | 0.00015028 | 0.00015028 | 0.00015028 | 0.080129 | 0.080129 | 0.080129 | 0.080129 | 0.08782 | 0.08782 | 0.08782 | 0.08782 | 0.08782 | 0.080129 | 0.080129 | 0.080129 | 0.00049901 | 0.00011921 | 6.6078e-05
Load Impacts | 0 | 13-MFM-ResidentialMulti-family-CL_DRY | NA | Load:0:13-MFM-ResidentialMulti-family-CL_DRY:NA | kWh | 0.00013207 | 0.00013207 | 0.00013207 | 0.00013207 | 0.00013207 | 0.00013207 | 0.00013207 | 0.00013207 | 0.00013207 | 0.00013207 | 0.00013207 | 0.00013207 | 0.00013207 | 0.00013207 | 0.00013207 | 0.00013207 | 0.00013583 | 0.00013583 | 0.00013583 | 0.00013583 | 0.00013583 | 0.00013207 | 0.00013207 | 0.00013207 | 0.088656 | 0.088656 | 0.088656 | 0.088656 | 0.075884 | 0.075884 | 0.075884 | 0.075884 | 0.075884 | 0.088656 | 0.088656 | 0.088656 | 0.00050516 | 0.00012219 | 6.6701e-05
Load Impacts | 0 | 13-MFM-ResidentialMulti-family-CL_WASH | NA | Load:0:13-MFM-ResidentialMulti-family-CL_WASH:NA | kWh | 0.00014 | 0.00014 | 0.00014 | 0.00014 | 0.00014 | 0.00014 | 0.00014 | 0.00014 | 0.00014 | 0.00014 | 0.00014 | 0.00014 | 0.00014 | 0.00014 | 0.00014 | 0.00014 | 0.00014074 | 0.00014074 | 0.00014074 | 0.00014074 | 0.00014074 | 0.00014 | 0.00014 | 0.00014 | 0.082926 | 0.082926 | 0.082926 | 0.082926 | 0.083906 | 0.083906 | 0.083906 | 0.083906 | 0.083906 | 0.082926 | 0.082926 | 0.082926 | 0.00050362 | 0.00012145 | 6.6545e-05
Load Impacts | 0 | 13-MFM-ResidentialMulti-family-DSH_WASH | NA | Load:0:13-MFM-ResidentialMulti-family-DSH_WASH:NA | kWh | 0.00025675 | 0.00025675 | 0.00025675 | 0.00025675 | 0.00025673 | 0.00025673 | 0.00025673 | 0.00025673 | 0.00025673 | 0.00025675 | 0.00025675 | 0.00025675 | 0.00025675 | 0.00025675 | 0.00025675 | 0.00025675 | 0.00025675 | 0.00025675 | 0.00025675 | 0.00025675 | 0.00025675 | 0.00025675 | 0.00025675 | 0.00025675 | 0.088031 | 0.088031 | 0.088031 | 0.088031 | 0.076754 | 0.076754 | 0.076754 | 0.076754 | 0.076754 | 0.088031 | 0.088031 | 0.088031 | 0.00050853 | 0.00012384 | 6.7043e-05
Load Impacts | 0 | 13-MFM-ResidentialMulti-family-FREEZ | NA | Load:0:13-MFM-ResidentialMulti-family-FREEZ:NA | kWh | 0.00013193 | 0.00013193 | 0.00013193 | 0.00013193 | 0.00013194 | 0.00013194 | 0.00013194 | 0.00013194 | 0.00013194 | 0.00013193 | 0.00013193 | 0.00013193 | 0.00013194 | 0.00013194 | 0.00013194 | 0.00013194 | 0.0001407 | 0.0001407 | 0.0001407 | 0.0001407 | 0.0001407 | 0.00013194 | 0.00013194 | 0.00013194 | 0.077714 | 0.077714 | 0.077714 | 0.077714 | 0.091202 | 0.091202 | 0.091202 | 0.091202 | 0.091202 | 0.077714 | 0.077714 | 0.077714 | 0.00049597 | 0.00011773 | 6.577e-05
Load Impacts | 0 | 13-MFM-ResidentialMulti-family-LIGHT | NA | Load:0:13-MFM-ResidentialMulti-family-LIGHT:NA | kWh | 0.00013611 | 0.00013611 | 0.00013611 | 0.00013611 | 0.00013611 | 0.00013611 | 0.00013611 | 0.00013611 | 0.00013611 | 0.00013611 | 0.00013611 | 0.00013611 | 0.00013611 | 0.00013611 | 0.00013611 | 0.00013611 | 0.00013611 | 0.00013611 | 0.00013611 | 0.00013611 | 0.00013611 | 0.00013611 | 0.00013611 | 0.00013611 | 0.088359 | 0.088359 | 0.088359 | 0.088359 | 0.076298 | 0.076298 | 0.076298 | 0.076298 | 0.076298 | 0.088359 | 0.088359 | 0.088359 | 0.00050038 | 0.00011988 | 6.6217e-05
Load Impacts | 0 | 13-MFM-ResidentialMulti-family-POOL_PMP | NA | Load:0:13-MFM-ResidentialMulti-family-POOL_PMP:NA | kWh | 5.4594e-05 | 5.4594e-05 | 5.4594e-05 | 5.4594e-05 | 5.4591e-05 | 5.4591e-05 | 5.4591e-05 | 5.4591e-05 | 5.4591e-05 | 5.4594e-05 | 5.4594e-05 | 5.4594e-05 | 5.4594e-05 | 5.4594e-05 | 5.4594e-05 | 5.4594e-05 | 0.00018414 | 0.00018414 | 0.00018414 | 0.00018414 | 0.00018414 | 5.4594e-05 | 5.4594e-05 | 5.4594e-05 | 0.079054 | 0.079054 | 0.079054 | 0.079054 | 0.089322 | 0.089322 | 0.089322 | 0.089322 | 0.089322 | 0.079054 | 0.079054 | 0.079054 | 0.0005041 | 0.00012168 | 6.6593e-05
Load Impacts | 0 | 13-MFM-ResidentialMulti-family-REFG | NA | Load:0:13-MFM-ResidentialMulti-family-REFG:NA | kWh | 0.00013621 | 0.00013621 | 0.00013621 | 0.00013621 | 0.00013621 | 0.00013621 | 0.00013621 | 0.00013621 | 0.00013621 | 0.00013621 | 0.00013621 | 0.00013621 | 0.00013621 | 0.00013621 | 0.00013621 | 0.00013621 | 0.00013621 | 0.00013621 | 0.00013621 | 0.00013621 | 0.00013621 | 0.00013621 | 0.00013621 | 0.00013621 | 0.077687 | 0.077687 | 0.077687 | 0.077687 | 0.09124 | 0.09124 | 0.09124 | 0.09124 | 0.09124 | 0.077687 | 0.077687 | 0.077687 | 0.00049614 | 0.00011782 | 6.5788e-05
Load Impacts | 0 | 13-MFM-ResidentialMulti-family-SP_COOL | NA | Load:0:13-MFM-ResidentialMulti-family-SP_COOL:NA | kWh | 1.2893e-05 | 1.2893e-05 | 1.2893e-05 | 1.2893e-05 | 0.0013769 | 0.0013769 | 0.0013769 | 0.0013769 | 0.0013769 | 1.2893e-05 | 1.2893e-05 | 1.2893e-05 | 1.7641e-05 | 1.7641e-05 | 1.7641e-05 | 1.7641e-05 | 0.0027951 | 0.0027951 | 0.0027951 | 0.0027951 | 0.0027951 | 1.7641e-05 | 1.7641e-05 | 1.7641e-05 | 0.015714 | 0.015714 | 0.015714 | 0.015714 | 0.178 | 0.178 | 0.178 | 0.178 | 0.178 | 0.015714 | 0.015714 | 0.015714 | 0.00051375 | 0.00012637 | 6.7572e-05
Load Impacts | 0 | 13-MFM-ResidentialMulti-family-SP_HEAT | NA | Load:0:13-MFM-ResidentialMulti-family-SP_HEAT:NA | kWh | 9.146e-05 | 9.146e-05 | 9.146e-05 | 9.146e-05 | 0 | 0 | 0 | 0 | 0 | 9.146e-05 | 9.146e-05 | 9.146e-05 | 0.00027503 | 0.00027503 | 0.00027503 | 0.00027503 | 0 | 0 | 0 | 0 | 0 | 0.00027503 | 0.00027503 | 0.00027503 | 0.14286 | 0.14286 | 0.14286 | 0.14286 | 0 | 0 | 0 | 0 | 0 | 0.14286 | 0.14286 | 0.14286 | 0.00048773 | 0.00011373 | 6.4935e-05
Load Impacts | 0 | 13-MFM-ResidentialMulti-family-WAT_HEAT | NA | Load:0:13-MFM-ResidentialMulti-family-WAT_HEAT:NA | kWh | 0.00012888 | 0.00012888 | 0.00012888 | 0.00012888 | 0.00012887 | 0.00012887 | 0.00012887 | 0.00012887 | 0.00012887 | 0.00012888 | 0.00012888 | 0.00012888 | 0.00012888 | 0.00012888 | 0.00012888 | 0.00012888 | 0.00012888 | 0.00012888 | 0.00012888 | 0.00012888 | 0.00012888 | 0.00012888 | 0.00012888 | 0.00012888 | 0.091917 | 0.091917 | 0.091917 | 0.091917 | 0.071314 | 0.071314 | 0.071314 | 0.071314 | 0.071314 | 0.091917 | 0.091917 | 0.091917 | 0.00049995 | 0.00011967 | 6.6173e-05
Load Impacts | 0 | 14-MLI-Manufacturing–LightIndustry-AG_PUMP | NA | Load:0:14-MLI-Manufacturing–LightIndustry-AG_PUMP:NA | kWh | 0.00010467 | 0.00010467 | 0.00010467 | 0.00010467 | 0.0001748 | 0.0001748 | 0.0001748 | 0.0001748 | 0.0001748 | 0.00010467 | 0.00010467 | 0.00010467 | 0.00010467 | 0.00010467 | 0.00010467 | 0.00010467 | 0.0001748 | 0.0001748 | 0.0001748 | 0.0001748 | 0.0001748 | 0.00010467 | 0.00010467 | 0.00010467 | 0.055357 | 0.055357 | 0.055357 | 0.055357 | 0.12252 | 0.12252 | 0.12252 | 0.12252 | 0.12252 | 0.055357 | 0.055357 | 0.055357 | 0.0004971 | 0.00011827 | 6.5886e-05
Load Impacts | 0 | 14-MLI-Manufacturing–LightIndustry-COMP_AIR | NA | Load:0:14-MLI-Manufacturing–LightIndustry-COMP_AIR:NA | kWh | 0.00015028 | 0.00015028 | 0.00015028 | 0.00015028 | 0.00013612 | 0.00013612 | 0.00013612 | 0.00013612 | 0.00013612 | 0.00015028 | 0.00015028 | 0.00015028 | 0.00015028 | 0.00015028 | 0.00015028 | 0.00015028 | 0.00013612 | 0.00013612 | 0.00013612 | 0.00013612 | 0.00013612 | 0.00015028 | 0.00015028 | 0.00015028 | 0.080129 | 0.080129 | 0.080129 | 0.080129 | 0.08782 | 0.08782 | 0.08782 | 0.08782 | 0.08782 | 0.080129 | 0.080129 | 0.080129 | 0.00049901 | 0.00011921 | 6.6078e-05
Load Impacts | 0 | 14-MLI-Manufacturing–LightIndustry-COOL | NA | Load:0:14-MLI-Manufacturing–LightIndustry-COOL:NA | kWh | 5.0738e-05 | 5.0738e-05 | 5.0738e-05 | 5.0738e-05 | 0.00048679 | 0.00048679 | 0.00048679 | 0.00048679 | 0.00048679 | 5.0738e-05 | 5.0738e-05 | 5.0738e-05 | 5.0738e-05 | 5.0738e-05 | 5.0738e-05 | 5.0738e-05 | 0.00048679 | 0.00048679 | 0.00048679 | 0.00048679 | 0.00048679 | 5.0738e-05 | 5.0738e-05 | 5.0738e-05 | 0.032886 | 0.032886 | 0.032886 | 0.032886 | 0.15394 | 0.15394 | 0.15394 | 0.15394 | 0.15394 | 0.032886 | 0.032886 | 0.032886 | 0.00050397 | 0.00012163 | 6.6579e-05
Load Impacts | 0 | 14-MLI-Manufacturing–LightIndustry-LIGHT | NA | Load:0:14-MLI-Manufacturing–LightIndustry-LIGHT:NA | kWh | 0.00011466 | 0.00011466 | 0.00011466 | 0.00011466 | 0.00020094 | 0.00020094 | 0.00020094 | 0.00020094 | 0.00020094 | 0.00011466 | 0.00011466 | 0.00011466 | 0.00011466 | 0.00011466 | 0.00011466 | 0.00011466 | 0.00020094 | 0.00020094 | 0.00020094 | 0.00020094 | 0.00020094 | 0.00011466 | 0.00011466 | 0.00011466 | 0.0788 | 0.0788 | 0.0788 | 0.0788 | 0.0897 | 0.0897 | 0.0897 | 0.0897 | 0.0897 | 0.0788 | 0.0788 | 0.0788 | 0.00050357 | 0.00012141 | 6.6541e-05
Load Impacts | 0 | 14-MLI-Manufacturing–LightIndustry-MOTOR | NA | Load:0:14-MLI-Manufacturing–LightIndustry-MOTOR:NA | kWh | 0.00015028 | 0.00015028 | 0.00015028 | 0.00015028 | 0.00013612 | 0.00013612 | 0.00013612 | 0.00013612 | 0.00013612 | 0.00015028 | 0.00015028 | 0.00015028 | 0.00015028 | 0.00015028 | 0.00015028 | 0.00015028 | 0.00013612 | 0.00013612 | 0.00013612 | 0.00013612 | 0.00013612 | 0.00015028 | 0.00015028 | 0.00015028 | 0.080129 | 0.080129 | 0.080129 | 0.080129 | 0.08782 | 0.08782 | 0.08782 | 0.08782 | 0.08782 | 0.080129 | 0.080129 | 0.080129 | 0.00049901 | 0.00011921 | 6.6078e-05
Load Impacts | 0 | 14-MLI-Manufacturing–LightIndustry-PROC_OTH | NA | Load:0:14-MLI-Manufacturing–LightIndustry-PROC_OTH:NA | kWh | 0.00015028 | 0.00015028 | 0.00015028 | 0.00015028 | 0.00013612 | 0.00013612 | 0.00013612 | 0.00013612 | 0.00013612 | 0.00015028 | 0.00015028 | 0.00015028 | 0.00015028 | 0.00015028 | 0.00015028 | 0.00015028 | 0.00013612 | 0.00013612 | 0.00013612 | 0.00013612 | 0.00013612 | 0.00015028 | 0.00015028 | 0.00015028 | 0.080129 | 0.080129 | 0.080129 | 0.080129 | 0.08782 | 0.08782 | 0.08782 | 0.08782 | 0.08782 | 0.080129 | 0.080129 | 0.080129 | 0.00049901 | 0.00011921 | 6.6078e-05
Load Impacts | 0 | 15-MTL-Lodging–Motel-COOL | NA | Load:0:15-MTL-Lodging–Motel-COOL:NA | kWh | 6.9386e-06 | 6.9386e-06 | 6.9386e-06 | 6.9386e-06 | 0.00054521 | 0.00054521 | 0.00054521 | 0.00054521 | 0.00054521 | 6.9386e-06 | 6.9386e-06 | 6.9386e-06 | 1.7994e-05 | 1.7994e-05 | 1.7994e-05 | 1.7994e-05 | 0.00054521 | 0.00054521 | 0.00054521 | 0.00054521 | 0.00054521 | 1.7994e-05 | 1.7994e-05 | 1.7994e-05 | 0.055637 | 0.055637 | 0.055637 | 0.055637 | 0.12211 | 0.12211 | 0.12211 | 0.12211 | 0.12211 | 0.055637 | 0.055637 | 0.055637 | 0.00050361 | 0.00012144 | 6.6544e-05
Load Impacts | 0 | 15-MTL-Lodging–Motel-LIT_INT | NA | Load:0:15-MTL-Lodging–Motel-LIT_INT:NA | kWh | 0.00010997 | 0.00010997 | 0.00010997 | 0.00010997 | 0.0001252 | 0.0001252 | 0.0001252 | 0.0001252 | 0.0001252 | 0.00010997 | 0.00010997 | 0.00010997 | 0.00011801 | 0.00011801 | 0.00011801 | 0.00011801 | 0.00012882 | 0.00012882 | 0.00012882 | 0.00012882 | 0.00012882 | 0.00011801 | 0.00011801 | 0.00011801 | 0.081414 | 0.081414 | 0.081414 | 0.081414 | 0.086 | 0.086 | 0.086 | 0.086 | 0.086 | 0.081414 | 0.081414 | 0.081414 | 0.00049555 | 0.00011754 | 6.5726e-05
Load Impacts | 0 | 15-MTL-Lodging–Motel-OFF_EQ | NA | Load:0:15-MTL-Lodging–Motel-OFF_EQ:NA | kWh | 0.00011523 | 0.00011523 | 0.00011523 | 0.00011523 | 0.00012928 | 0.00012928 | 0.00012928 | 0.00012928 | 0.00012928 | 0.00011523 | 0.00011523 | 0.00011523 | 0.0001156 | 0.0001156 | 0.0001156 | 0.0001156 | 0.00012928 | 0.00012928 | 0.00012928 | 0.00012928 | 0.00012928 | 0.0001156 | 0.0001156 | 0.0001156 | 0.081729 | 0.081729 | 0.081729 | 0.081729 | 0.08558 | 0.08558 | 0.08558 | 0.08558 | 0.08558 | 0.081729 | 0.081729 | 0.081729 | 0.00049623 | 0.00011786 | 6.5797e-05
Load Impacts | 0 | 15-MTL-Lodging–Motel-LIT_EXT | NA | Load:0:15-MTL-Lodging–Motel-LIT_EXT:NA | kWh | 5.7656e-06 | 5.7656e-06 | 5.7656e-06 | 5.7656e-06 | 5.4212e-06 | 5.4212e-06 | 5.4212e-06 | 5.4212e-06 | 5.4212e-06 | 5.7656e-06 | 5.7656e-06 | 5.7656e-06 | 0.00018024 | 0.00018024 | 0.00018024 | 0.00018024 | 0.00021132 | 0.00021132 | 0.00021132 | 0.00021132 | 0.00021132 | 0.00018024 | 0.00018024 | 0.00018024 | 0.083043 | 0.083043 | 0.083043 | 0.083043 | 0.08376 | 0.08376 | 0.08376 | 0.08376 | 0.08376 | 0.083043 | 0.083043 | 0.083043 | 0.00048489 | 0.00011234 | 6.4649e-05
Load Impacts | 0 | 15-MTL-Lodging–Motel-REFG | NA | Load:0:15-MTL-Lodging–Motel-REFG:NA | kWh | 0.00010856 | 0.00010856 | 0.00010856 | 0.00010856 | 0.00012842 | 0.00012842 | 0.00012842 | 0.00012842 | 0.00012842 | 0.00010856 | 0.00010856 | 0.00010856 | 0.00012296 | 0.00012296 | 0.00012296 | 0.00012296 | 0.00012842 | 0.00012842 | 0.00012842 | 0.00012842 | 0.00012842 | 0.00012296 | 0.00012296 | 0.00012296 | 0.082329 | 0.082329 | 0.082329 | 0.082329 | 0.08474 | 0.08474 | 0.08474 | 0.08474 | 0.08474 | 0.082329 | 0.082329 | 0.082329 | 0.00049671 | 0.00011809 | 6.5845e-05
Load Impacts | 0 | 15-MTL-Lodging–Motel-VENT | NA | Load:0:15-MTL-Lodging–Motel-VENT:NA | kWh | 0.00012564 | 0.00012564 | 0.00012564 | 0.00012564 | 0.00011947 | 0.00011947 | 0.00011947 | 0.00011947 | 0.00011947 | 0.00012564 | 0.00012564 | 0.00012564 | 0.00012564 | 0.00012564 | 0.00012564 | 0.00012564 | 0.00011947 | 0.00011947 | 0.00011947 | 0.00011947 | 0.00011947 | 0.00012564 | 0.00012564 | 0.00012564 | 0.083214 | 0.083214 | 0.083214 | 0.083214 | 0.08348 | 0.08348 | 0.08348 | 0.08348 | 0.08348 | 0.083214 | 0.083214 | 0.083214 | 0.00049511 | 0.00011733 | 6.5682e-05
Load Impacts | 0 | 16-NRS-Health/Medical–Clinic-COOL | NA | Load:0:16-NRS-Health/Medical–Clinic-COOL:NA | kWh | 3.7819e-05 | 3.7819e-05 | 3.7819e-05 | 3.7819e-05 | 0.00042427 | 0.00042427 | 0.00042427 | 0.00042427 | 0.00042427 | 3.7819e-05 | 3.7819e-05 | 3.7819e-05 | 7.4913e-05 | 7.4913e-05 | 7.4913e-05 | 7.4913e-05 | 0.00042427 | 0.00042427 | 0.00042427 | 0.00042427 | 0.00042427 | 7.4913e-05 | 7.4913e-05 | 7.4913e-05 | 0.069739 | 0.069739 | 0.069739 | 0.069739 | 0.10239 | 0.10239 | 0.10239 | 0.10239 | 0.10239 | 0.069739 | 0.069739 | 0.069739 | 0.00051359 | 0.00012628 | 6.7557e-05
Load Impacts | 0 | 16-NRS-Health/Medical–Clinic-LIT_INT | NA | Load:0:16-NRS-Health/Medical–Clinic-LIT_INT:NA | kWh | 0.00015502 | 0.00015502 | 0.00015502 | 0.00015502 | 0.00018968 | 0.00018968 | 0.00018968 | 0.00018968 | 0.00018968 | 0.00015502 | 0.00015502 | 0.00015502 | 0.00015502 | 0.00015502 | 0.00015502 | 0.00015502 | 0.00018968 | 0.00018968 | 0.00018968 | 0.00018968 | 0.00018968 | 0.00015502 | 0.00015502 | 0.00015502 | 0.083471 | 0.083471 | 0.083471 | 0.083471 | 0.08314 | 0.08314 | 0.08314 | 0.08314 | 0.08314 | 0.083471 | 0.083471 | 0.083471 | 0.00050613 | 0.00012267 | 6.6799e-05
Load Impacts | 0 | 16-NRS-Health/Medical–Clinic-OFF_EQ | NA | Load:0:16-NRS-Health/Medical–Clinic-OFF_EQ:NA | kWh | 0.00014951 | 0.00014951 | 0.00014951 | 0.00014951 | 0.00017069 | 0.00017069 | 0.00017069 | 0.00017069 | 0.00017069 | 0.00014951 | 0.00014951 | 0.00014951 | 0.00014951 | 0.00014951 | 0.00014951 | 0.00014951 | 0.00017069 | 0.00017069 | 0.00017069 | 0.00017069 | 0.00017069 | 0.00014951 | 0.00014951 | 0.00014951 | 0.083271 | 0.083271 | 0.083271 | 0.083271 | 0.08342 | 0.08342 | 0.08342 | 0.08342 | 0.08342 | 0.083271 | 0.083271 | 0.083271 | 0.00050265 | 0.00012098 | 6.6447e-05
Load Impacts | 0 | 16-NRS-Health/Medical–Clinic-LIT_EXT | NA | Load:0:16-NRS-Health/Medical–Clinic-LIT_EXT:NA | kWh | 1.2351e-05 | 1.2351e-05 | 1.2351e-05 | 1.2351e-05 | 1.2445e-05 | 1.2445e-05 | 1.2445e-05 | 1.2445e-05 | 1.2445e-05 | 1.2351e-05 | 1.2351e-05 | 1.2351e-05 | 0.00014797 | 0.00014797 | 0.00014797 | 0.00014797 | 0.00021453 | 0.00021453 | 0.00021453 | 0.00021453 | 0.00021453 | 0.00014797 | 0.00014797 | 0.00014797 | 0.082971 | 0.082971 | 0.082971 | 0.082971 | 0.08384 | 0.08384 | 0.08384 | 0.08384 | 0.08384 | 0.082971 | 0.082971 | 0.082971 | 0.00048488 | 0.00011235 | 6.4646e-05
Load Impacts | 0 | 16-NRS-Health/Medical–Clinic-REFG | NA | Load:0:16-NRS-Health/Medical–Clinic-REFG:NA | kWh | 0.00010936 | 0.00010936 | 0.00010936 | 0.00010936 | 0.00013245 | 0.00013245 | 0.00013245 | 0.00013245 | 0.00013245 | 0.00010936 | 0.00010936 | 0.00010936 | 0.00012471 | 0.00012471 | 0.00012471 | 0.00012471 | 0.00013245 | 0.00013245 | 0.00013245 | 0.00013245 | 0.00013245 | 0.00012471 | 0.00012471 | 0.00012471 | 0.082014 | 0.082014 | 0.082014 | 0.082014 | 0.08518 | 0.08518 | 0.08518 | 0.08518 | 0.08518 | 0.082014 | 0.082014 | 0.082014 | 0.00049684 | 0.00011816 | 6.5858e-05
Load Impacts | 0 | 16-NRS-Health/Medical–Clinic-VENT | NA | Load:0:16-NRS-Health/Medical–Clinic-VENT:NA | kWh | 0.00013057 | 0.00013057 | 0.00013057 | 0.00013057 | 0.00020129 | 0.00020129 | 0.00020129 | 0.00020129 | 0.00020129 | 0.00013057 | 0.00013057 | 0.00013057 | 0.00016382 | 0.00016382 | 0.00016382 | 0.00016382 | 0.00020129 | 0.00020129 | 0.00020129 | 0.00020129 | 0.00020129 | 0.00016382 | 0.00016382 | 0.00016382 | 0.0839 | 0.0839 | 0.0839 | 0.0839 | 0.08254 | 0.08254 | 0.08254 | 0.08254 | 0.08254 | 0.0839 | 0.0839 | 0.0839 | 0.0005066 | 0.00012289 | 6.6847e-05
Load Impacts | 0 | 17-OFL-Office–Large-Cooling | NA | Load:0:17-OFL-Office–Large-Cooling:NA | kWh | 0.00012982 | 0.00012982 | 0.00012982 | 0.00012982 | 0.00032542 | 0.00032542 | 0.00032542 | 0.00032542 | 0.00032542 | 0.00012982 | 0.00012982 | 0.00012982 | 0.00012982 | 0.00012982 | 0.00012982 | 0.00012982 | 0.00035645 | 0.00035645 | 0.00035645 | 0.00035645 | 0.00035645 | 0.00012982 | 0.00012982 | 0.00012982 | 0.060329 | 0.060329 | 0.060329 | 0.060329 | 0.11554 | 0.11554 | 0.11554 | 0.11554 | 0.11554 | 0.060329 | 0.060329 | 0.060329 | 0.00050615 | 0.00012268 | 6.6801e-05
Load Impacts | 0 | 17-OFL-Office–Large-ExtLight | NA | Load:0:17-OFL-Office–Large-ExtLight:NA | kWh | 3.6454e-05 | 3.6454e-05 | 3.6454e-05 | 3.6454e-05 | 2.0713e-05 | 2.0713e-05 | 2.0713e-05 | 2.0713e-05 | 2.0713e-05 | 3.6454e-05 | 3.6454e-05 | 3.6454e-05 | 0.00017453 | 0.00017453 | 0.00017453 | 0.00017453 | 0.00023379 | 0.00023379 | 0.00023379 | 0.00023379 | 0.00023379 | 0.00017453 | 0.00017453 | 0.00017453 | 0.087414 | 0.087414 | 0.087414 | 0.087414 | 0.07762 | 0.07762 | 0.07762 | 0.07762 | 0.07762 | 0.087414 | 0.087414 | 0.087414 | 0.00048585 | 0.00011282 | 6.4745e-05
Load Impacts | 0 | 17-OFL-Office–Large-IntLight | NA | Load:0:17-OFL-Office–Large-IntLight:NA | kWh | 0.00012769 | 0.00012769 | 0.00012769 | 0.00012769 | 0.00019803 | 0.00019803 | 0.00019803 | 0.00019803 | 0.00019803 | 0.00012769 | 0.00012769 | 0.00012769 | 0.00021742 | 0.00021742 | 0.00021742 | 0.00021742 | 0.00019803 | 0.00019803 | 0.00019803 | 0.00019803 | 0.00019803 | 0.00021742 | 0.00021742 | 0.00021742 | 0.082829 | 0.082829 | 0.082829 | 0.082829 | 0.08404 | 0.08404 | 0.08404 | 0.08404 | 0.08404 | 0.082829 | 0.082829 | 0.082829 | 0.0005063 | 0.00012275 | 6.6817e-05
Load Impacts | 0 | 17-OFL-Office–Large-OffEquip | NA | Load:0:17-OFL-Office–Large-OffEquip:NA | kWh | 0.00011099 | 0.00011099 | 0.00011099 | 0.00011099 | 0.00013301 | 0.00013301 | 0.00013301 | 0.00013301 | 0.00013301 | 0.00011099 | 0.00011099 | 0.00011099 | 0.00016774 | 0.00016774 | 0.00016774 | 0.00016774 | 0.00014414 | 0.00014414 | 0.00014414 | 0.00014414 | 0.00014414 | 0.00016774 | 0.00016774 | 0.00016774 | 0.082929 | 0.082929 | 0.082929 | 0.082929 | 0.0839 | 0.0839 | 0.0839 | 0.0839 | 0.0839 | 0.082929 | 0.082929 | 0.082929 | 0.0004963 | 0.00011789 | 6.5804e-05
Load Impacts | 0 | 17-OFL-Office–Large-Refrig | NA | Load:0:17-OFL-Office–Large-Refrig:NA | kWh | 8.9223e-05 | 8.9223e-05 | 8.9223e-05 | 8.9223e-05 | 0.00011529 | 0.00011529 | 0.00011529 | 0.00011529 | 0.00011529 | 8.9223e-05 | 8.9223e-05 | 8.9223e-05 | 0.00013828 | 0.00013828 | 0.00013828 | 0.00013828 | 0.00012126 | 0.00012126 | 0.00012126 | 0.00012126 | 0.00012126 | 0.00013828 | 0.00013828 | 0.00013828 | 0.083043 | 0.083043 | 0.083043 | 0.083043 | 0.08378 | 0.08378 | 0.08378 | 0.08378 | 0.08378 | 0.083043 | 0.083043 | 0.083043 | 0.0004938 | 0.00011666 | 6.5554e-05
Load Impacts | 0 | 17-OFL-Office–Large-Vent/Fan | NA | Load:0:17-OFL-Office–Large-Vent/Fan:NA | kWh | 0.00011931 | 0.00011931 | 0.00011931 | 0.00011931 | 0.00013085 | 0.00013085 | 0.00013085 | 0.00013085 | 0.00013085 | 0.00011931 | 0.00011931 | 0.00011931 | 0.00020229 | 0.00020229 | 0.00020229 | 0.00020229 | 0.00015666 | 0.00015666 | 0.00015666 | 0.00015666 | 0.00015666 | 0.00020229 | 0.00020229 | 0.00020229 | 0.082914 | 0.082914 | 0.082914 | 0.082914 | 0.08392 | 0.08392 | 0.08392 | 0.08392 | 0.08392 | 0.082914 | 0.082914 | 0.082914 | 0.00049779 | 0.00011862 | 6.5955e-05
Load Impacts | 0 | 18-OFS-Office–Small-Cooling | NA | Load:0:18-OFS-Office–Small-Cooling:NA | kWh | 0.0001781 | 0.0001781 | 0.0001781 | 0.0001781 | 0.00038759 | 0.00038759 | 0.00038759 | 0.00038759 | 0.00038759 | 0.0001781 | 0.0001781 | 0.0001781 | 0.0001781 | 0.0001781 | 0.0001781 | 0.0001781 | 0.00038759 | 0.00038759 | 0.00038759 | 0.00038759 | 0.00038759 | 0.0001781 | 0.0001781 | 0.0001781 | 0.067129 | 0.067129 | 0.067129 | 0.067129 | 0.10602 | 0.10602 | 0.10602 | 0.10602 | 0.10602 | 0.067129 | 0.067129 | 0.067129 | 0.00051226 | 0.00012565 | 6.7421e-05
Load Impacts | 0 | 18-OFS-Office–Small-ExtLight | NA | Load:0:18-OFS-Office–Small-ExtLight:NA | kWh | 3.7333e-05 | 3.7333e-05 | 3.7333e-05 | 3.7333e-05 | 1.6973e-05 | 1.6973e-05 | 1.6973e-05 | 1.6973e-05 | 1.6973e-05 | 3.7333e-05 | 3.7333e-05 | 3.7333e-05 | 0.00018032 | 0.00018032 | 0.00018032 | 0.00018032 | 0.00021632 | 0.00021632 | 0.00021632 | 0.00021632 | 0.00021632 | 0.00018032 | 0.00018032 | 0.00018032 | 0.091271 | 0.091271 | 0.091271 | 0.091271 | 0.07224 | 0.07224 | 0.07224 | 0.07224 | 0.07224 | 0.091271 | 0.091271 | 0.091271 | 0.00048714 | 0.00011343 | 6.4877e-05
Load Impacts | 0 | 18-OFS-Office–Small-IntLight | NA | Load:0:18-OFS-Office–Small-IntLight:NA | kWh | 0.00012091 | 0.00012091 | 0.00012091 | 0.00012091 | 0.00019337 | 0.00019337 | 0.00019337 | 0.00019337 | 0.00019337 | 0.00012091 | 0.00012091 | 0.00012091 | 0.00022499 | 0.00022499 | 0.00022499 | 0.00022499 | 0.00019337 | 0.00019337 | 0.00019337 | 0.00019337 | 0.00019337 | 0.00022499 | 0.00022499 | 0.00022499 | 0.082829 | 0.082829 | 0.082829 | 0.082829 | 0.08402 | 0.08402 | 0.08402 | 0.08402 | 0.08402 | 0.082829 | 0.082829 | 0.082829 | 0.00050623 | 0.00012273 | 6.6808e-05
Load Impacts | 0 | 18-OFS-Office–Small-OffEquip | NA | Load:0:18-OFS-Office–Small-OffEquip:NA | kWh | 0.0001042 | 0.0001042 | 0.0001042 | 0.0001042 | 0.0001276 | 0.0001276 | 0.0001276 | 0.0001276 | 0.0001276 | 0.0001042 | 0.0001042 | 0.0001042 | 0.00017228 | 0.00017228 | 0.00017228 | 0.00017228 | 0.00013743 | 0.00013743 | 0.00013743 | 0.00013743 | 0.00013743 | 0.00017228 | 0.00017228 | 0.00017228 | 0.082957 | 0.082957 | 0.082957 | 0.082957 | 0.08388 | 0.08388 | 0.08388 | 0.08388 | 0.08388 | 0.082957 | 0.082957 | 0.082957 | 0.00049599 | 0.00011773 | 6.5774e-05
Load Impacts | 0 | 18-OFS-Office–Small-Refrig | NA | Load:0:18-OFS-Office–Small-Refrig:NA | kWh | 8.3777e-05 | 8.3777e-05 | 8.3777e-05 | 8.3777e-05 | 0.00010797 | 0.00010797 | 0.00010797 | 0.00010797 | 0.00010797 | 8.3777e-05 | 8.3777e-05 | 8.3777e-05 | 0.00014066 | 0.00014066 | 0.00014066 | 0.00014066 | 0.00012507 | 0.00012507 | 0.00012507 | 0.00012507 | 0.00012507 | 0.00014066 | 0.00014066 | 0.00014066 | 0.083043 | 0.083043 | 0.083043 | 0.083043 | 0.08374 | 0.08374 | 0.08374 | 0.08374 | 0.08374 | 0.083043 | 0.083043 | 0.083043 | 0.00049338 | 0.00011648 | 6.5508e-05
Load Impacts | 0 | 18-OFS-Office–Small-Vent/Fan | NA | Load:0:18-OFS-Office–Small-Vent/Fan:NA | kWh | 0.00012092 | 0.00012092 | 0.00012092 | 0.00012092 | 0.00020724 | 0.00020724 | 0.00020724 | 0.00020724 | 0.00020724 | 0.00012092 | 0.00012092 | 0.00012092 | 0.00019736 | 0.00019736 | 0.00019736 | 0.00019736 | 0.00020724 | 0.00020724 | 0.00020724 | 0.00020724 | 0.00020724 | 0.00019736 | 0.00019736 | 0.00019736 | 0.082986 | 0.082986 | 0.082986 | 0.082986 | 0.08384 | 0.08384 | 0.08384 | 0.08384 | 0.08384 | 0.082986 | 0.082986 | 0.082986 | 0.00050366 | 0.00012146 | 6.6551e-05
Load Impacts | 0 | 19-RES-AllResidential-CL_DRY | NA | Load:0:19-RES-AllResidential-CL_DRY:NA | kWh | 0.00013207 | 0.00013207 | 0.00013207 | 0.00013207 | 0.00013207 | 0.00013207 | 0.00013207 | 0.00013207 | 0.00013207 | 0.00013207 | 0.00013207 | 0.00013207 | 0.00013207 | 0.00013207 | 0.00013207 | 0.00013207 | 0.00013583 | 0.00013583 | 0.00013583 | 0.00013583 | 0.00013583 | 0.00013207 | 0.00013207 | 0.00013207 | 0.088656 | 0.088656 | 0.088656 | 0.088656 | 0.075884 | 0.075884 | 0.075884 | 0.075884 | 0.075884 | 0.088656 | 0.088656 | 0.088656 | 0.00050516 | 0.00012219 | 6.6701e-05
Load Impacts | 0 | 19-RES-AllResidential-CL_WASH | NA | Load:0:19-RES-AllResidential-CL_WASH:NA | kWh | 0.00014 | 0.00014 | 0.00014 | 0.00014 | 0.00014 | 0.00014 | 0.00014 | 0.00014 | 0.00014 | 0.00014 | 0.00014 | 0.00014 | 0.00014 | 0.00014 | 0.00014 | 0.00014 | 0.00014074 | 0.00014074 | 0.00014074 | 0.00014074 | 0.00014074 | 0.00014 | 0.00014 | 0.00014 | 0.082926 | 0.082926 | 0.082926 | 0.082926 | 0.083906 | 0.083906 | 0.083906 | 0.083906 | 0.083906 | 0.082926 | 0.082926 | 0.082926 | 0.00050362 | 0.00012145 | 6.6545e-05
Load Impacts | 0 | 19-RES-AllResidential-DSH_WASH | NA | Load:0:19-RES-AllResidential-DSH_WASH:NA | kWh | 0.00025675 | 0.00025675 | 0.00025675 | 0.00025675 | 0.00025673 | 0.00025673 | 0.00025673 | 0.00025673 | 0.00025673 | 0.00025675 | 0.00025675 | 0.00025675 | 0.00025675 | 0.00025675 | 0.00025675 | 0.00025675 | 0.00025675 | 0.00025675 | 0.00025675 | 0.00025675 | 0.00025675 | 0.00025675 | 0.00025675 | 0.00025675 | 0.088031 | 0.088031 | 0.088031 | 0.088031 | 0.076754 | 0.076754 | 0.076754 | 0.076754 | 0.076754 | 0.088031 | 0.088031 | 0.088031 | 0.00050853 | 0.00012384 | 6.7043e-05
Load Impacts | 0 | 19-RES-AllResidential-FREEZ | NA | Load:0:19-RES-AllResidential-FREEZ:NA | kWh | 0.00013193 | 0.00013193 | 0.00013193 | 0.00013193 | 0.00013194 | 0.00013194 | 0.00013194 | 0.00013194 | 0.00013194 | 0.00013193 | 0.00013193 | 0.00013193 | 0.00013194 | 0.00013194 | 0.00013194 | 0.00013194 | 0.0001407 | 0.0001407 | 0.0001407 | 0.0001407 | 0.0001407 | 0.00013194 | 0.00013194 | 0.00013194 | 0.077714 | 0.077714 | 0.077714 | 0.077714 | 0.091202 | 0.091202 | 0.091202 | 0.091202 | 0.091202 | 0.077714 | 0.077714 | 0.077714 | 0.00049597 | 0.00011773 | 6.577e-05
Load Impacts | 0 | 19-RES-AllResidential-LIGHT | NA | Load:0:19-RES-AllResidential-LIGHT:NA | kWh | 0.00013611 | 0.00013611 | 0.00013611 | 0.00013611 | 0.00013611 | 0.00013611 | 0.00013611 | 0.00013611 | 0.00013611 | 0.00013611 | 0.00013611 | 0.00013611 | 0.00013611 | 0.00013611 | 0.00013611 | 0.00013611 | 0.00013611 | 0.00013611 | 0.00013611 | 0.00013611 | 0.00013611 | 0.00013611 | 0.00013611 | 0.00013611 | 0.088359 | 0.088359 | 0.088359 | 0.088359 | 0.076298 | 0.076298 | 0.076298 | 0.076298 | 0.076298 | 0.088359 | 0.088359 | 0.088359 | 0.00050038 | 0.00011988 | 6.6217e-05
Load Impacts | 0 | 19-RES-AllResidential-POOL_PMP | NA | Load:0:19-RES-AllResidential-POOL_PMP:NA | kWh | 5.4594e-05 | 5.4594e-05 | 5.4594e-05 | 5.4594e-05 | 5.4591e-05 | 5.4591e-05 | 5.4591e-05 | 5.4591e-05 | 5.4591e-05 | 5.4594e-05 | 5.4594e-05 | 5.4594e-05 | 5.4594e-05 | 5.4594e-05 | 5.4594e-05 | 5.4594e-05 | 0.00018414 | 0.00018414 | 0.00018414 | 0.00018414 | 0.00018414 | 5.4594e-05 | 5.4594e-05 | 5.4594e-05 | 0.079054 | 0.079054 | 0.079054 | 0.079054 | 0.089322 | 0.089322 | 0.089322 | 0.089322 | 0.089322 | 0.079054 | 0.079054 | 0.079054 | 0.0005041 | 0.00012168 | 6.6593e-05
Load Impacts | 0 | 19-RES-AllResidential-REFG | NA | Load:0:19-RES-AllResidential-REFG:NA | kWh | 0.00013621 | 0.00013621 | 0.00013621 | 0.00013621 | 0.00013621 | 0.00013621 | 0.00013621 | 0.00013621 | 0.00013621 | 0.00013621 | 0.00013621 | 0.00013621 | 0.00013621 | 0.00013621 | 0.00013621 | 0.00013621 | 0.00013621 | 0.00013621 | 0.00013621 | 0.00013621 | 0.00013621 | 0.00013621 | 0.00013621 | 0.00013621 | 0.077687 | 0.077687 | 0.077687 | 0.077687 | 0.09124 | 0.09124 | 0.09124 | 0.09124 | 0.09124 | 0.077687 | 0.077687 | 0.077687 | 0.00049614 | 0.00011782 | 6.5788e-05
Load Impacts | 0 | 19-RES-AllResidential-SP_COOL | NA | Load:0:19-RES-AllResidential-SP_COOL:NA | kWh | 1.2893e-05 | 1.2893e-05 | 1.2893e-05 | 1.2893e-05 | 0.0013769 | 0.0013769 | 0.0013769 | 0.0013769 | 0.0013769 | 1.2893e-05 | 1.2893e-05 | 1.2893e-05 | 1.7641e-05 | 1.7641e-05 | 1.7641e-05 | 1.7641e-05 | 0.0027951 | 0.0027951 | 0.0027951 | 0.0027951 | 0.0027951 | 1.7641e-05 | 1.7641e-05 | 1.7641e-05 | 0.015714 | 0.015714 | 0.015714 | 0.015714 | 0.178 | 0.178 | 0.178 | 0.178 | 0.178 | 0.015714 | 0.015714 | 0.015714 | 0.00051375 | 0.00012637 | 6.7572e-05
Load Impacts | 0 | 19-RES-AllResidential-SP_HEAT | NA | Load:0:19-RES-AllResidential-SP_HEAT:NA | kWh | 9.146e-05 | 9.146e-05 | 9.146e-05 | 9.146e-05 | 0 | 0 | 0 | 0 | 0 | 9.146e-05 | 9.146e-05 | 9.146e-05 | 0.00027503 | 0.00027503 | 0.00027503 | 0.00027503 | 0 | 0 | 0 | 0 | 0 | 0.00027503 | 0.00027503 | 0.00027503 | 0.14286 | 0.14286 | 0.14286 | 0.14286 | 0 | 0 | 0 | 0 | 0 | 0.14286 | 0.14286 | 0.14286 | 0.00048773 | 0.00011373 | 6.4935e-05
Load Impacts | 0 | 19-RES-AllResidential-WAT_HEAT | NA | Load:0:19-RES-AllResidential-WAT_HEAT:NA | kWh | 0.00012888 | 0.00012888 | 0.00012888 | 0.00012888 | 0.00012887 | 0.00012887 | 0.00012887 | 0.00012887 | 0.00012887 | 0.00012888 | 0.00012888 | 0.00012888 | 0.00012888 | 0.00012888 | 0.00012888 | 0.00012888 | 0.00012888 | 0.00012888 | 0.00012888 | 0.00012888 | 0.00012888 | 0.00012888 | 0.00012888 | 0.00012888 | 0.091917 | 0.091917 | 0.091917 | 0.091917 | 0.071314 | 0.071314 | 0.071314 | 0.071314 | 0.071314 | 0.091917 | 0.091917 | 0.091917 | 0.00049995 | 0.00011967 | 6.6173e-05
Load Impacts | 0 | 20-RFF-Restaurant–FastFood-Cooling | NA | Load:0:20-RFF-Restaurant–FastFood-Cooling:NA | kWh | 5.2712e-05 | 5.2712e-05 | 5.2712e-05 | 5.2712e-05 | 0.00040195 | 0.00040195 | 0.00040195 | 0.00040195 | 0.00040195 | 5.2712e-05 | 5.2712e-05 | 5.2712e-05 | 5.2712e-05 | 5.2712e-05 | 5.2712e-05 | 5.2712e-05 | 0.00040195 | 0.00040195 | 0.00040195 | 0.00040195 | 0.00040195 | 5.2712e-05 | 5.2712e-05 | 5.2712e-05 | 0.025186 | 0.025186 | 0.025186 | 0.025186 | 0.16474 | 0.16474 | 0.16474 | 0.16474 | 0.16474 | 0.025186 | 0.025186 | 0.025186 | 0.00050519 | 0.00012221 | 6.6704e-05
Load Impacts | 0 | 20-RFF-Restaurant–FastFood-ExtLight | NA | Load:0:20-RFF-Restaurant–FastFood-ExtLight:NA | kWh | 3.121e-06 | 3.121e-06 | 3.121e-06 | 3.121e-06 | 2.2647e-06 | 2.2647e-06 | 2.2647e-06 | 2.2647e-06 | 2.2647e-06 | 3.121e-06 | 3.121e-06 | 3.121e-06 | 0.00019692 | 0.00019692 | 0.00019692 | 0.00019692 | 0.00026042 | 0.00026042 | 0.00026042 | 0.00026042 | 0.00026042 | 0.00019692 | 0.00019692 | 0.00019692 | 0.081514 | 0.081514 | 0.081514 | 0.081514 | 0.0859 | 0.0859 | 0.0859 | 0.0859 | 0.0859 | 0.081514 | 0.081514 | 0.081514 | 0.000482 | 0.00011094 | 6.4356e-05
Load Impacts | 0 | 20-RFF-Restaurant–FastFood-IntLight | NA | Load:0:20-RFF-Restaurant–FastFood-IntLight:NA | kWh | 0.00010718 | 0.00010718 | 0.00010718 | 0.00010718 | 0.00015143 | 0.00015143 | 0.00015143 | 0.00015143 | 0.00015143 | 0.00010718 | 0.00010718 | 0.00010718 | 0.00015087 | 0.00015087 | 0.00015087 | 0.00015087 | 0.00015297 | 0.00015297 | 0.00015297 | 0.00015297 | 0.00015297 | 0.00015087 | 0.00015087 | 0.00015087 | 0.0831 | 0.0831 | 0.0831 | 0.0831 | 0.08368 | 0.08368 | 0.08368 | 0.08368 | 0.08368 | 0.0831 | 0.0831 | 0.0831 | 0.00050161 | 0.00012046 | 6.6343e-05
Load Impacts | 0 | 20-RFF-Restaurant–FastFood-OffEquip | NA | Load:0:20-RFF-Restaurant–FastFood-OffEquip:NA | kWh | 8.7761e-05 | 8.7761e-05 | 8.7761e-05 | 8.7761e-05 | 0.00017873 | 0.00017873 | 0.00017873 | 0.00017873 | 0.00017873 | 8.7761e-05 | 8.7761e-05 | 8.7761e-05 | 0.00016062 | 0.00016062 | 0.00016062 | 0.00016062 | 0.00017873 | 0.00017873 | 0.00017873 | 0.00017873 | 0.00017873 | 0.00016062 | 0.00016062 | 0.00016062 | 0.083 | 0.083 | 0.083 | 0.083 | 0.0838 | 0.0838 | 0.0838 | 0.0838 | 0.0838 | 0.083 | 0.083 | 0.083 | 0.00050544 | 0.00012234 | 6.673e-05
Load Impacts | 0 | 20-RFF-Restaurant–FastFood-Refrig | NA | Load:0:20-RFF-Restaurant–FastFood-Refrig:NA | kWh | 0.0001076 | 0.0001076 | 0.0001076 | 0.0001076 | 0.00015027 | 0.00015027 | 0.00015027 | 0.00015027 | 0.00015027 | 0.0001076 | 0.0001076 | 0.0001076 | 0.00012073 | 0.00012073 | 0.00012073 | 0.00012073 | 0.00015027 | 0.00015027 | 0.00015027 | 0.00015027 | 0.00015027 | 0.00012073 | 0.00012073 | 0.00012073 | 0.083014 | 0.083014 | 0.083014 | 0.083014 | 0.08378 | 0.08378 | 0.08378 | 0.08378 | 0.08378 | 0.083014 | 0.083014 | 0.083014 | 0.000498 | 0.00011872 | 6.5976e-05
Load Impacts | 0 | 20-RFF-Restaurant–FastFood-Vent/Fan | NA | Load:0:20-RFF-Restaurant–FastFood-Vent/Fan:NA | kWh | 5.0925e-05 | 5.0925e-05 | 5.0925e-05 | 5.0925e-05 | 0.00014395 | 0.00014395 | 0.00014395 | 0.00014395 | 0.00014395 | 5.0925e-05 | 5.0925e-05 | 5.0925e-05 | 0.00025564 | 0.00025564 | 0.00025564 | 0.00025564 | 0.00019853 | 0.00019853 | 0.00019853 | 0.00019853 | 0.00019853 | 0.00025564 | 0.00025564 | 0.00025564 | 0.083029 | 0.083029 | 0.083029 | 0.083029 | 0.08374 | 0.08374 | 0.08374 | 0.08374 | 0.08374 | 0.083029 | 0.083029 | 0.083029 | 0.00049882 | 0.00011913 | 6.6057e-05
Load Impacts | 0 | 21-RSD-Restaurant–SitDown-COOL | NA | Load:0:21-RSD-Restaurant–SitDown-COOL:NA | kWh | 0.00015106 | 0.00015106 | 0.00015106 | 0.00015106 | 0.0003326 | 0.0003326 | 0.0003326 | 0.0003326 | 0.0003326 | 0.00015106 | 0.00015106 | 0.00015106 | 0.00015106 | 0.00015106 | 0.00015106 | 0.00015106 | 0.0003326 | 0.0003326 | 0.0003326 | 0.0003326 | 0.0003326 | 0.00015106 | 0.00015106 | 0.00015106 | 0.065222 | 0.065222 | 0.065222 | 0.065222 | 0.10867 | 0.10867 | 0.10867 | 0.10867 | 0.10867 | 0.065222 | 0.065222 | 0.065222 | 0.00051199 | 0.00012553 | 6.7391e-05
Load Impacts | 0 | 21-RSD-Restaurant–SitDown-LIT_INT | NA | Load:0:21-RSD-Restaurant–SitDown-LIT_INT:NA | kWh | 0.0001045 | 0.0001045 | 0.0001045 | 0.0001045 | 0.00015922 | 0.00015922 | 0.00015922 | 0.00015922 | 0.00015922 | 0.0001045 | 0.0001045 | 0.0001045 | 0.00014811 | 0.00014811 | 0.00014811 | 0.00014811 | 0.00015922 | 0.00015922 | 0.00015922 | 0.00015922 | 0.00015922 | 0.00014811 | 0.00014811 | 0.00014811 | 0.082486 | 0.082486 | 0.082486 | 0.082486 | 0.0845 | 0.0845 | 0.0845 | 0.0845 | 0.0845 | 0.082486 | 0.082486 | 0.082486 | 0.00050255 | 0.00012094 | 6.6435e-05
Load Impacts | 0 | 21-RSD-Restaurant–SitDown-OFF_EQ | NA | Load:0:21-RSD-Restaurant–SitDown-OFF_EQ:NA | kWh | 8.2794e-05 | 8.2794e-05 | 8.2794e-05 | 8.2794e-05 | 0.00017859 | 0.00017859 | 0.00017859 | 0.00017859 | 0.00017859 | 8.2794e-05 | 8.2794e-05 | 8.2794e-05 | 0.00016604 | 0.00016604 | 0.00016604 | 0.00016604 | 0.00017859 | 0.00017859 | 0.00017859 | 0.00017859 | 0.00017859 | 0.00016604 | 0.00016604 | 0.00016604 | 0.081743 | 0.081743 | 0.081743 | 0.081743 | 0.08554 | 0.08554 | 0.08554 | 0.08554 | 0.08554 | 0.081743 | 0.081743 | 0.081743 | 0.00050435 | 0.00012182 | 6.6618e-05
Load Impacts | 0 | 21-RSD-Restaurant–SitDown-LIT_EXT | NA | Load:0:21-RSD-Restaurant–SitDown-LIT_EXT:NA | kWh | 4.9966e-06 | 4.9966e-06 | 4.9966e-06 | 4.9966e-06 | 7.0594e-06 | 7.0594e-06 | 7.0594e-06 | 7.0594e-06 | 7.0594e-06 | 4.9966e-06 | 4.9966e-06 | 4.9966e-06 | 0.00018232 | 0.00018232 | 0.00018232 | 0.00018232 | 0.00021902 | 0.00021902 | 0.00021902 | 0.00021902 | 0.00021902 | 0.00018232 | 0.00018232 | 0.00018232 | 0.082986 | 0.082986 | 0.082986 | 0.082986 | 0.0838 | 0.0838 | 0.0838 | 0.0838 | 0.0838 | 0.082986 | 0.082986 | 0.082986 | 0.00048503 | 0.00011243 | 6.466e-05
Load Impacts | 0 | 21-RSD-Restaurant–SitDown-PROC_OTH | NA | Load:0:21-RSD-Restaurant–SitDown-PROC_OTH:NA | kWh | 0.00015028 | 0.00015028 | 0.00015028 | 0.00015028 | 0.00013612 | 0.00013612 | 0.00013612 | 0.00013612 | 0.00013612 | 0.00015028 | 0.00015028 | 0.00015028 | 0.00015028 | 0.00015028 | 0.00015028 | 0.00015028 | 0.00013612 | 0.00013612 | 0.00013612 | 0.00013612 | 0.00013612 | 0.00015028 | 0.00015028 | 0.00015028 | 0.080129 | 0.080129 | 0.080129 | 0.080129 | 0.08782 | 0.08782 | 0.08782 | 0.08782 | 0.08782 | 0.080129 | 0.080129 | 0.080129 | 0.00049901 | 0.00011921 | 6.6078e-05
Load Impacts | 0 | 21-RSD-Restaurant–SitDown-REFG | NA | Load:0:21-RSD-Restaurant–SitDown-REFG:NA | kWh | 0.00010682 | 0.00010682 | 0.00010682 | 0.00010682 | 0.00013573 | 0.00013573 | 0.00013573 | 0.00013573 | 0.00013573 | 0.00010682 | 0.00010682 | 0.00010682 | 0.00011889 | 0.00011889 | 0.00011889 | 0.00011889 | 0.00013573 | 0.00013573 | 0.00013573 | 0.00013573 | 0.00013573 | 0.00011889 | 0.00011889 | 0.00011889 | 0.081514 | 0.081514 | 0.081514 | 0.081514 | 0.08586 | 0.08586 | 0.08586 | 0.08586 | 0.08586 | 0.081514 | 0.081514 | 0.081514 | 0.00049652 | 0.00011801 | 6.5824e-05
Load Impacts | 0 | 21-RSD-Restaurant–SitDown-VENT | NA | Load:0:21-RSD-Restaurant–SitDown-VENT:NA | kWh | 6.095e-05 | 6.095e-05 | 6.095e-05 | 6.095e-05 | 0.00019931 | 0.00019931 | 0.00019931 | 0.00019931 | 0.00019931 | 6.095e-05 | 6.095e-05 | 6.095e-05 | 0.0001938 | 0.0001938 | 0.0001938 | 0.0001938 | 0.00019931 | 0.00019931 | 0.00019931 | 0.00019931 | 0.00019931 | 0.0001938 | 0.0001938 | 0.0001938 | 0.082729 | 0.082729 | 0.082729 | 0.082729 | 0.08418 | 0.08418 | 0.08418 | 0.08418 | 0.08418 | 0.082729 | 0.082729 | 0.082729 | 0.00050803 | 0.00012359 | 6.6992e-05
Load Impacts | 0 | 22-RT3-Retail–3StoryLarge-COOL | NA | Load:0:22-RT3-Retail–3StoryLarge-COOL:NA | kWh | 0.00016694 | 0.00016694 | 0.00016694 | 0.00016694 | 0.00038896 | 0.00038896 | 0.00038896 | 0.00038896 | 0.00038896 | 0.00016694 | 0.00016694 | 0.00016694 | 0.00016694 | 0.00016694 | 0.00016694 | 0.00016694 | 0.00038896 | 0.00038896 | 0.00038896 | 0.00038896 | 0.00038896 | 0.00016694 | 0.00016694 | 0.00016694 | 0.063509 | 0.063509 | 0.063509 | 0.063509 | 0.11111 | 0.11111 | 0.11111 | 0.11111 | 0.11111 | 0.063509 | 0.063509 | 0.063509 | 0.0005161 | 0.0001275 | 6.7811e-05
Load Impacts | 0 | 22-RT3-Retail–3StoryLarge-LIT_INT | NA | Load:0:22-RT3-Retail–3StoryLarge-LIT_INT:NA | kWh | 0.00011482 | 0.00011482 | 0.00011482 | 0.00011482 | 0.00018513 | 0.00018513 | 0.00018513 | 0.00018513 | 0.00018513 | 0.00011482 | 0.00011482 | 0.00011482 | 0.00018361 | 0.00018361 | 0.00018361 | 0.00018361 | 0.00018513 | 0.00018513 | 0.00018513 | 0.00018513 | 0.00018513 | 0.00018361 | 0.00018361 | 0.00018361 | 0.0835 | 0.0835 | 0.0835 | 0.0835 | 0.08312 | 0.08312 | 0.08312 | 0.08312 | 0.08312 | 0.0835 | 0.0835 | 0.0835 | 0.00050724 | 0.0001232 | 6.6913e-05
Load Impacts | 0 | 22-RT3-Retail–3StoryLarge-OFF_EQ | NA | Load:0:22-RT3-Retail–3StoryLarge-OFF_EQ:NA | kWh | 0.00012005 | 0.00012005 | 0.00012005 | 0.00012005 | 0.00017235 | 0.00017235 | 0.00017235 | 0.00017235 | 0.00017235 | 0.00012005 | 0.00012005 | 0.00012005 | 0.00016778 | 0.00016778 | 0.00016778 | 0.00016778 | 0.00017235 | 0.00017235 | 0.00017235 | 0.00017235 | 0.00017235 | 0.00016778 | 0.00016778 | 0.00016778 | 0.083686 | 0.083686 | 0.083686 | 0.083686 | 0.08282 | 0.08282 | 0.08282 | 0.08282 | 0.08282 | 0.083686 | 0.083686 | 0.083686 | 0.00050478 | 0.00012202 | 6.6661e-05
Load Impacts | 0 | 22-RT3-Retail–3StoryLarge-LIT_EXT | NA | Load:0:22-RT3-Retail–3StoryLarge-LIT_EXT:NA | kWh | 1.017e-05 | 1.017e-05 | 1.017e-05 | 1.017e-05 | 1.1218e-05 | 1.1218e-05 | 1.1218e-05 | 1.1218e-05 | 1.1218e-05 | 1.017e-05 | 1.017e-05 | 1.017e-05 | 0.00015409 | 0.00015409 | 0.00015409 | 0.00015409 | 0.00021491 | 0.00021491 | 0.00021491 | 0.00021491 | 0.00021491 | 0.00015409 | 0.00015409 | 0.00015409 | 0.082986 | 0.082986 | 0.082986 | 0.082986 | 0.08384 | 0.08384 | 0.08384 | 0.08384 | 0.08384 | 0.082986 | 0.082986 | 0.082986 | 0.00048494 | 0.00011236 | 6.4654e-05
Load Impacts | 0 | 22-RT3-Retail–3StoryLarge-REFG | NA | Load:0:22-RT3-Retail–3StoryLarge-REFG:NA | kWh | 0.0001084 | 0.0001084 | 0.0001084 | 0.0001084 | 0.00013518 | 0.00013518 | 0.00013518 | 0.00013518 | 0.00013518 | 0.0001084 | 0.0001084 | 0.0001084 | 0.00012237 | 0.00012237 | 0.00012237 | 0.00012237 | 0.00013518 | 0.00013518 | 0.00013518 | 0.00013518 | 0.00013518 | 0.00012237 | 0.00012237 | 0.00012237 | 0.0814 | 0.0814 | 0.0814 | 0.0814 | 0.08604 | 0.08604 | 0.08604 | 0.08604 | 0.08604 | 0.0814 | 0.0814 | 0.0814 | 0.00049638 | 0.00011793 | 6.5812e-05
Load Impacts | 0 | 22-RT3-Retail–3StoryLarge-VENT | NA | Load:0:22-RT3-Retail–3StoryLarge-VENT:NA | kWh | 7.6636e-05 | 7.6636e-05 | 7.6636e-05 | 7.6636e-05 | 0.00021837 | 0.00021837 | 0.00021837 | 0.00021837 | 0.00021837 | 7.6636e-05 | 7.6636e-05 | 7.6636e-05 | 0.00020381 | 0.00020381 | 0.00020381 | 0.00020381 | 0.00021837 | 0.00021837 | 0.00021837 | 0.00021837 | 0.00021837 | 0.00020381 | 0.00020381 | 0.00020381 | 0.082357 | 0.082357 | 0.082357 | 0.082357 | 0.08472 | 0.08472 | 0.08472 | 0.08472 | 0.08472 | 0.082357 | 0.082357 | 0.082357 | 0.00051099 | 0.00012502 | 6.7293e-05
Load Impacts | 0 | 23-RTL-Retail–SingleStorylarge-COOL | NA | Load:0:23-RTL-Retail–SingleStorylarge-COOL:NA | kWh | 0.00016694 | 0.00016694 | 0.00016694 | 0.00016694 | 0.00038896 | 0.00038896 | 0.00038896 | 0.00038896 | 0.00038896 | 0.00016694 | 0.00016694 | 0.00016694 | 0.00016694 | 0.00016694 | 0.00016694 | 0.00016694 | 0.00038896 | 0.00038896 | 0.00038896 | 0.00038896 | 0.00038896 | 0.00016694 | 0.00016694 | 0.00016694 | 0.063509 | 0.063509 | 0.063509 | 0.063509 | 0.11111 | 0.11111 | 0.11111 | 0.11111 | 0.11111 | 0.063509 | 0.063509 | 0.063509 | 0.0005161 | 0.0001275 | 6.7811e-05
Load Impacts | 0 | 23-RTL-Retail–SingleStorylarge-LIT_INT | NA | Load:0:23-RTL-Retail–SingleStorylarge-LIT_INT:NA | kWh | 0.00011482 | 0.00011482 | 0.00011482 | 0.00011482 | 0.00018513 | 0.00018513 | 0.00018513 | 0.00018513 | 0.00018513 | 0.00011482 | 0.00011482 | 0.00011482 | 0.00018361 | 0.00018361 | 0.00018361 | 0.00018361 | 0.00018513 | 0.00018513 | 0.00018513 | 0.00018513 | 0.00018513 | 0.00018361 | 0.00018361 | 0.00018361 | 0.0835 | 0.0835 | 0.0835 | 0.0835 | 0.08312 | 0.08312 | 0.08312 | 0.08312 | 0.08312 | 0.0835 | 0.0835 | 0.0835 | 0.00050724 | 0.0001232 | 6.6913e-05
Load Impacts | 0 | 23-RTL-Retail–SingleStorylarge-OFF_EQ | NA | Load:0:23-RTL-Retail–SingleStorylarge-OFF_EQ:NA | kWh | 0.00012005 | 0.00012005 | 0.00012005 | 0.00012005 | 0.00017235 | 0.00017235 | 0.00017235 | 0.00017235 | 0.00017235 | 0.00012005 | 0.00012005 | 0.00012005 | 0.00016778 | 0.00016778 | 0.00016778 | 0.00016778 | 0.00017235 | 0.00017235 | 0.00017235 | 0.00017235 | 0.00017235 | 0.00016778 | 0.00016778 | 0.00016778 | 0.083686 | 0.083686 | 0.083686 | 0.083686 | 0.08282 | 0.08282 | 0.08282 | 0.08282 | 0.08282 | 0.083686 | 0.083686 | 0.083686 | 0.00050478 | 0.00012202 | 6.6661e-05
Load Impacts | 0 | 23-RTL-Retail–SingleStorylarge-LIT_EXT | NA | Load:0:23-RTL-Retail–SingleStorylarge-LIT_EXT:NA | kWh | 1.017e-05 | 1.017e-05 | 1.017e-05 | 1.017e-05 | 1.1218e-05 | 1.1218e-05 | 1.1218e-05 | 1.1218e-05 | 1.1218e-05 | 1.017e-05 | 1.017e-05 | 1.017e-05 | 0.00015409 | 0.00015409 | 0.00015409 | 0.00015409 | 0.00021491 | 0.00021491 | 0.00021491 | 0.00021491 | 0.00021491 | 0.00015409 | 0.00015409 | 0.00015409 | 0.082986 | 0.082986 | 0.082986 | 0.082986 | 0.08384 | 0.08384 | 0.08384 | 0.08384 | 0.08384 | 0.082986 | 0.082986 | 0.082986 | 0.00048494 | 0.00011236 | 6.4654e-05
Load Impacts | 0 | 23-RTL-Retail–SingleStorylarge-REFG | NA | Load:0:23-RTL-Retail–SingleStorylarge-REFG:NA | kWh | 0.0001084 | 0.0001084 | 0.0001084 | 0.0001084 | 0.00013518 | 0.00013518 | 0.00013518 | 0.00013518 | 0.00013518 | 0.0001084 | 0.0001084 | 0.0001084 | 0.00012237 | 0.00012237 | 0.00012237 | 0.00012237 | 0.00013518 | 0.00013518 | 0.00013518 | 0.00013518 | 0.00013518 | 0.00012237 | 0.00012237 | 0.00012237 | 0.0814 | 0.0814 | 0.0814 | 0.0814 | 0.08604 | 0.08604 | 0.08604 | 0.08604 | 0.08604 | 0.0814 | 0.0814 | 0.0814 | 0.00049638 | 0.00011793 | 6.5812e-05
Load Impacts | 0 | 23-RTL-Retail–SingleStorylarge-VENT | NA | Load:0:23-RTL-Retail–SingleStorylarge-VENT:NA | kWh | 7.6636e-05 | 7.6636e-05 | 7.6636e-05 | 7.6636e-05 | 0.00021837 | 0.00021837 | 0.00021837 | 0.00021837 | 0.00021837 | 7.6636e-05 | 7.6636e-05 | 7.6636e-05 | 0.00020381 | 0.00020381 | 0.00020381 | 0.00020381 | 0.00021837 | 0.00021837 | 0.00021837 | 0.00021837 | 0.00021837 | 0.00020381 | 0.00020381 | 0.00020381 | 0.082357 | 0.082357 | 0.082357 | 0.082357 | 0.08472 | 0.08472 | 0.08472 | 0.08472 | 0.08472 | 0.082357 | 0.082357 | 0.082357 | 0.00051099 | 0.00012502 | 6.7293e-05
Load Impacts | 0 | 24-RTS-Retail–Small-COOL | NA | Load:0:24-RTS-Retail–Small-COOL:NA | kWh | 0.00016694 | 0.00016694 | 0.00016694 | 0.00016694 | 0.00038896 | 0.00038896 | 0.00038896 | 0.00038896 | 0.00038896 | 0.00016694 | 0.00016694 | 0.00016694 | 0.00016694 | 0.00016694 | 0.00016694 | 0.00016694 | 0.00038896 | 0.00038896 | 0.00038896 | 0.00038896 | 0.00038896 | 0.00016694 | 0.00016694 | 0.00016694 | 0.063509 | 0.063509 | 0.063509 | 0.063509 | 0.11111 | 0.11111 | 0.11111 | 0.11111 | 0.11111 | 0.063509 | 0.063509 | 0.063509 | 0.0005161 | 0.0001275 | 6.7811e-05
Load Impacts | 0 | 24-RTS-Retail–Small-LIT_INT | NA | Load:0:24-RTS-Retail–Small-LIT_INT:NA | kWh | 0.00011482 | 0.00011482 | 0.00011482 | 0.00011482 | 0.00018513 | 0.00018513 | 0.00018513 | 0.00018513 | 0.00018513 | 0.00011482 | 0.00011482 | 0.00011482 | 0.00018361 | 0.00018361 | 0.00018361 | 0.00018361 | 0.00018513 | 0.00018513 | 0.00018513 | 0.00018513 | 0.00018513 | 0.00018361 | 0.00018361 | 0.00018361 | 0.0835 | 0.0835 | 0.0835 | 0.0835 | 0.08312 | 0.08312 | 0.08312 | 0.08312 | 0.08312 | 0.0835 | 0.0835 | 0.0835 | 0.00050724 | 0.0001232 | 6.6913e-05
Load Impacts | 0 | 24-RTS-Retail–Small-OFF_EQ | NA | Load:0:24-RTS-Retail–Small-OFF_EQ:NA | kWh | 0.00012005 | 0.00012005 | 0.00012005 | 0.00012005 | 0.00017235 | 0.00017235 | 0.00017235 | 0.00017235 | 0.00017235 | 0.00012005 | 0.00012005 | 0.00012005 | 0.00016778 | 0.00016778 | 0.00016778 | 0.00016778 | 0.00017235 | 0.00017235 | 0.00017235 | 0.00017235 | 0.00017235 | 0.00016778 | 0.00016778 | 0.00016778 | 0.083686 | 0.083686 | 0.083686 | 0.083686 | 0.08282 | 0.08282 | 0.08282 | 0.08282 | 0.08282 | 0.083686 | 0.083686 | 0.083686 | 0.00050478 | 0.00012202 | 6.6661e-05
Load Impacts | 0 | 24-RTS-Retail–Small-LIT_EXT | NA | Load:0:24-RTS-Retail–Small-LIT_EXT:NA | kWh | 1.017e-05 | 1.017e-05 | 1.017e-05 | 1.017e-05 | 1.1218e-05 | 1.1218e-05 | 1.1218e-05 | 1.1218e-05 | 1.1218e-05 | 1.017e-05 | 1.017e-05 | 1.017e-05 | 0.00015409 | 0.00015409 | 0.00015409 | 0.00015409 | 0.00021491 | 0.00021491 | 0.00021491 | 0.00021491 | 0.00021491 | 0.00015409 | 0.00015409 | 0.00015409 | 0.082986 | 0.082986 | 0.082986 | 0.082986 | 0.08384 | 0.08384 | 0.08384 | 0.08384 | 0.08384 | 0.082986 | 0.082986 | 0.082986 | 0.00048494 | 0.00011236 | 6.4654e-05
Load Impacts | 0 | 24-RTS-Retail–Small-REFG | NA | Load:0:24-RTS-Retail–Small-REFG:NA | kWh | 0.0001084 | 0.0001084 | 0.0001084 | 0.0001084 | 0.00013518 | 0.00013518 | 0.00013518 | 0.00013518 | 0.00013518 | 0.0001084 | 0.0001084 | 0.0001084 | 0.00012237 | 0.00012237 | 0.00012237 | 0.00012237 | 0.00013518 | 0.00013518 | 0.00013518 | 0.00013518 | 0.00013518 | 0.00012237 | 0.00012237 | 0.00012237 | 0.0814 | 0.0814 | 0.0814 | 0.0814 | 0.08604 | 0.08604 | 0.08604 | 0.08604 | 0.08604 | 0.0814 | 0.0814 | 0.0814 | 0.00049638 | 0.00011793 | 6.5812e-05
Load Impacts | 0 | 24-RTS-Retail–Small-VENT | NA | Load:0:24-RTS-Retail–Small-VENT:NA | kWh | 7.6636e-05 | 7.6636e-05 | 7.6636e-05 | 7.6636e-05 | 0.00021837 | 0.00021837 | 0.00021837 | 0.00021837 | 0.00021837 | 7.6636e-05 | 7.6636e-05 | 7.6636e-05 | 0.00020381 | 0.00020381 | 0.00020381 | 0.00020381 | 0.00021837 | 0.00021837 | 0.00021837 | 0.00021837 | 0.00021837 | 0.00020381 | 0.00020381 | 0.00020381 | 0.082357 | 0.082357 | 0.082357 | 0.082357 | 0.08472 | 0.08472 | 0.08472 | 0.08472 | 0.08472 | 0.082357 | 0.082357 | 0.082357 | 0.00051099 | 0.00012502 | 6.7293e-05
Load Impacts | 0 | 25-SCN-Storage–Conditioned-Cooling | NA | Load:0:25-SCN-Storage–Conditioned-Cooling:NA | kWh | 4.2589e-05 | 4.2589e-05 | 4.2589e-05 | 4.2589e-05 | 0.00023483 | 0.00023483 | 0.00023483 | 0.00023483 | 0.00023483 | 4.2589e-05 | 4.2589e-05 | 4.2589e-05 | 0.00011161 | 0.00011161 | 0.00011161 | 0.00011161 | 0.00031504 | 0.00031504 | 0.00031504 | 0.00031504 | 0.00031504 | 0.00011161 | 0.00011161 | 0.00011161 | 0.085076 | 0.085076 | 0.085076 | 0.085076 | 0.080894 | 0.080894 | 0.080894 | 0.080894 | 0.080894 | 0.085076 | 0.085076 | 0.085076 | 0.00050506 | 0.00012215 | 6.6691e-05
Load Impacts | 0 | 25-SCN-Storage–Conditioned-Exit | NA | Load:0:25-SCN-Storage–Conditioned-Exit:NA | kWh | 0.00011341 | 0.00011341 | 0.00011341 | 0.00011341 | 0.00011415 | 0.00011415 | 0.00011415 | 0.00011415 | 0.00011415 | 0.00011341 | 0.00011341 | 0.00011341 | 0.00011482 | 0.00011482 | 0.00011482 | 0.00011482 | 0.00011417 | 0.00011417 | 0.00011417 | 0.00011417 | 0.00011417 | 0.00011482 | 0.00011482 | 0.00011482 | 0.082971 | 0.082971 | 0.082971 | 0.082971 | 0.08384 | 0.08384 | 0.08384 | 0.08384 | 0.08384 | 0.082971 | 0.082971 | 0.082971 | 0.0004952 | 0.00011736 | 6.5692e-05
Load Impacts | 0 | 25-SCN-Storage–Conditioned-ExtLight | NA | Load:0:25-SCN-Storage–Conditioned-ExtLight:NA | kWh | 1.7942e-05 | 1.7942e-05 | 1.7942e-05 | 1.7942e-05 | 3.5774e-05 | 3.5774e-05 | 3.5774e-05 | 3.5774e-05 | 3.5774e-05 | 1.7942e-05 | 1.7942e-05 | 1.7942e-05 | 0.00011034 | 0.00011034 | 0.00011034 | 0.00011034 | 0.00015629 | 0.00015629 | 0.00015629 | 0.00015629 | 0.00015629 | 0.00011034 | 0.00011034 | 0.00011034 | 0.082913 | 0.082913 | 0.082913 | 0.082913 | 0.083926 | 0.083926 | 0.083926 | 0.083926 | 0.083926 | 0.082913 | 0.082913 | 0.082913 | 0.00049805 | 0.00011874 | 6.5981e-05
Load Impacts | 0 | 26-SFM-ResidentialSingleFamily-CL_DRY | NA | Load:0:26-SFM-ResidentialSingleFamily-CL_DRY:NA | kWh | 0.00013207 | 0.00013207 | 0.00013207 | 0.00013207 | 0.00013207 | 0.00013207 | 0.00013207 | 0.00013207 | 0.00013207 | 0.00013207 | 0.00013207 | 0.00013207 | 0.00013207 | 0.00013207 | 0.00013207 | 0.00013207 | 0.00013583 | 0.00013583 | 0.00013583 | 0.00013583 | 0.00013583 | 0.00013207 | 0.00013207 | 0.00013207 | 0.088656 | 0.088656 | 0.088656 | 0.088656 | 0.075884 | 0.075884 | 0.075884 | 0.075884 | 0.075884 | 0.088656 | 0.088656 | 0.088656 | 0.00050516 | 0.00012219 | 6.6701e-05
Load Impacts | 0 | 26-SFM-ResidentialSingleFamily-CL_WASH | NA | Load:0:26-SFM-ResidentialSingleFamily-CL_WASH:NA | kWh | 0.00014 | 0.00014 | 0.00014 | 0.00014 | 0.00014 | 0.00014 | 0.00014 | 0.00014 | 0.00014 | 0.00014 | 0.00014 | 0.00014 | 0.00014 | 0.00014 | 0.00014 | 0.00014 | 0.00014074 | 0.00014074 | 0.00014074 | 0.00014074 | 0.00014074 | 0.00014 | 0.00014 | 0.00014 | 0.082926 | 0.082926 | 0.082926 | 0.082926 | 0.083906 | 0.083906 | 0.083906 | 0.083906 | 0.083906 | 0.082926 | 0.082926 | 0.082926 | 0.00050362 | 0.00012145 | 6.6545e-05
Load Impacts | 0 | 26-SFM-ResidentialSingleFamily-DSH_WASH | NA | Load:0:26-SFM-ResidentialSingleFamily-DSH_WASH:NA | kWh | 0.00025675 | 0.00025675 | 0.00025675 | 0.00025675 | 0.00025673 | 0.00025673 | 0.00025673 | 0.00025673 | 0.00025673 | 0.00025675 | 0.00025675 | 0.00025675 | 0.00025675 | 0.00025675 | 0.00025675 | 0.00025675 | 0.00025675 | 0.00025675 | 0.00025675 | 0.00025675 | 0.00025675 | 0.00025675 | 0.00025675 | 0.00025675 | 0.088031 | 0.088031 | 0.088031 | 0.088031 | 0.076754 | 0.076754 | 0.076754 | 0.076754 | 0.076754 | 0.088031 | 0.088031 | 0.088031 | 0.00050853 | 0.00012384 | 6.7043e-05
Load Impacts | 0 | 26-SFM-ResidentialSingleFamily-FREEZ | NA | Load:0:26-SFM-ResidentialSingleFamily-FREEZ:NA | kWh | 0.00013193 | 0.00013193 | 0.00013193 | 0.00013193 | 0.00013194 | 0.00013194 | 0.00013194 | 0.00013194 | 0.00013194 | 0.00013193 | 0.00013193 | 0.00013193 | 0.00013194 | 0.00013194 | 0.00013194 | 0.00013194 | 0.0001407 | 0.0001407 | 0.0001407 | 0.0001407 | 0.0001407 | 0.00013194 | 0.00013194 | 0.00013194 | 0.077714 | 0.077714 | 0.077714 | 0.077714 | 0.091202 | 0.091202 | 0.091202 | 0.091202 | 0.091202 | 0.077714 | 0.077714 | 0.077714 | 0.00049597 | 0.00011773 | 6.577e-05
Load Impacts | 0 | 26-SFM-ResidentialSingleFamily-LIGHT | NA | Load:0:26-SFM-ResidentialSingleFamily-LIGHT:NA | kWh | 0.00013611 | 0.00013611 | 0.00013611 | 0.00013611 | 0.00013611 | 0.00013611 | 0.00013611 | 0.00013611 | 0.00013611 | 0.00013611 | 0.00013611 | 0.00013611 | 0.00013611 | 0.00013611 | 0.00013611 | 0.00013611 | 0.00013611 | 0.00013611 | 0.00013611 | 0.00013611 | 0.00013611 | 0.00013611 | 0.00013611 | 0.00013611 | 0.088359 | 0.088359 | 0.088359 | 0.088359 | 0.076298 | 0.076298 | 0.076298 | 0.076298 | 0.076298 | 0.088359 | 0.088359 | 0.088359 | 0.00050038 | 0.00011988 | 6.6217e-05
Load Impacts | 0 | 26-SFM-ResidentialSingleFamily-POOL_PMP | NA | Load:0:26-SFM-ResidentialSingleFamily-POOL_PMP:NA | kWh | 5.4594e-05 | 5.4594e-05 | 5.4594e-05 | 5.4594e-05 | 5.4591e-05 | 5.4591e-05 | 5.4591e-05 | 5.4591e-05 | 5.4591e-05 | 5.4594e-05 | 5.4594e-05 | 5.4594e-05 | 5.4594e-05 | 5.4594e-05 | 5.4594e-05 | 5.4594e-05 | 0.00018414 | 0.00018414 | 0.00018414 | 0.00018414 | 0.00018414 | 5.4594e-05 | 5.4594e-05 | 5.4594e-05 | 0.079054 | 0.079054 | 0.079054 | 0.079054 | 0.089322 | 0.089322 | 0.089322 | 0.089322 | 0.089322 | 0.079054 | 0.079054 | 0.079054 | 0.0005041 | 0.00012168 | 6.6593e-05
Load Impacts | 0 | 26-SFM-ResidentialSingleFamily-REFG | NA | Load:0:26-SFM-ResidentialSingleFamily-REFG:NA | kWh | 0.00013621 | 0.00013621 | 0.00013621 | 0.00013621 | 0.00013621 | 0.00013621 | 0.00013621 | 0.00013621 | 0.00013621 | 0.00013621 | 0.00013621 | 0.00013621 | 0.00013621 | 0.00013621 | 0.00013621 | 0.00013621 | 0.00013621 | 0.00013621 | 0.00013621 | 0.00013621 | 0.00013621 | 0.00013621 | 0.00013621 | 0.00013621 | 0.077687 | 0.077687 | 0.077687 | 0.077687 | 0.09124 | 0.09124 | 0.09124 | 0.09124 | 0.09124 | 0.077687 | 0.077687 | 0.077687 | 0.00049614 | 0.00011782 | 6.5788e-05
Load Impacts | 0 | 26-SFM-ResidentialSingleFamily-SP_COOL | NA | Load:0:26-SFM-ResidentialSingleFamily-SP_COOL:NA | kWh | 1.2893e-05 | 1.2893e-05 | 1.2893e-05 | 1.2893e-05 | 0.0013769 | 0.0013769 | 0.0013769 | 0.0013769 | 0.0013769 | 1.2893e-05 | 1.2893e-05 | 1.2893e-05 | 1.7641e-05 | 1.7641e-05 | 1.7641e-05 | 1.7641e-05 | 0.0027951 | 0.0027951 | 0.0027951 | 0.0027951 | 0.0027951 | 1.7641e-05 | 1.7641e-05 | 1.7641e-05 | 0.015714 | 0.015714 | 0.015714 | 0.015714 | 0.178 | 0.178 | 0.178 | 0.178 | 0.178 | 0.015714 | 0.015714 | 0.015714 | 0.00051375 | 0.00012637 | 6.7572e-05
Load Impacts | 0 | 26-SFM-ResidentialSingleFamily-SP_HEAT | NA | Load:0:26-SFM-ResidentialSingleFamily-SP_HEAT:NA | kWh | 9.146e-05 | 9.146e-05 | 9.146e-05 | 9.146e-05 | 0 | 0 | 0 | 0 | 0 | 9.146e-05 | 9.146e-05 | 9.146e-05 | 0.00027503 | 0.00027503 | 0.00027503 | 0.00027503 | 0 | 0 | 0 | 0 | 0 | 0.00027503 | 0.00027503 | 0.00027503 | 0.14286 | 0.14286 | 0.14286 | 0.14286 | 0 | 0 | 0 | 0 | 0 | 0.14286 | 0.14286 | 0.14286 | 0.00048773 | 0.00011373 | 6.4935e-05
Load Impacts | 0 | 26-SFM-ResidentialSingleFamily-WAT_HEAT | NA | Load:0:26-SFM-ResidentialSingleFamily-WAT_HEAT:NA | kWh | 0.00012888 | 0.00012888 | 0.00012888 | 0.00012888 | 0.00012887 | 0.00012887 | 0.00012887 | 0.00012887 | 0.00012887 | 0.00012888 | 0.00012888 | 0.00012888 | 0.00012888 | 0.00012888 | 0.00012888 | 0.00012888 | 0.00012888 | 0.00012888 | 0.00012888 | 0.00012888 | 0.00012888 | 0.00012888 | 0.00012888 | 0.00012888 | 0.091917 | 0.091917 | 0.091917 | 0.091917 | 0.071314 | 0.071314 | 0.071314 | 0.071314 | 0.071314 | 0.091917 | 0.091917 | 0.091917 | 0.00049995 | 0.00011967 | 6.6173e-05
Load Impacts | 0 | 27-SMO-ResidentialMobileHome–SingleWide-CL_DRY | NA | Load:0:27-SMO-ResidentialMobileHome–SingleWide-CL_DRY:NA | kWh | 0.00013207 | 0.00013207 | 0.00013207 | 0.00013207 | 0.00013207 | 0.00013207 | 0.00013207 | 0.00013207 | 0.00013207 | 0.00013207 | 0.00013207 | 0.00013207 | 0.00013207 | 0.00013207 | 0.00013207 | 0.00013207 | 0.00013583 | 0.00013583 | 0.00013583 | 0.00013583 | 0.00013583 | 0.00013207 | 0.00013207 | 0.00013207 | 0.088656 | 0.088656 | 0.088656 | 0.088656 | 0.075884 | 0.075884 | 0.075884 | 0.075884 | 0.075884 | 0.088656 | 0.088656 | 0.088656 | 0.00050516 | 0.00012219 | 6.6701e-05
Load Impacts | 0 | 27-SMO-ResidentialMobileHome–SingleWide-CL_WASH | NA | Load:0:27-SMO-ResidentialMobileHome–SingleWide-CL_WASH:NA | kWh | 0.00014 | 0.00014 | 0.00014 | 0.00014 | 0.00014 | 0.00014 | 0.00014 | 0.00014 | 0.00014 | 0.00014 | 0.00014 | 0.00014 | 0.00014 | 0.00014 | 0.00014 | 0.00014 | 0.00014074 | 0.00014074 | 0.00014074 | 0.00014074 | 0.00014074 | 0.00014 | 0.00014 | 0.00014 | 0.082926 | 0.082926 | 0.082926 | 0.082926 | 0.083906 | 0.083906 | 0.083906 | 0.083906 | 0.083906 | 0.082926 | 0.082926 | 0.082926 | 0.00050362 | 0.00012145 | 6.6545e-05
Load Impacts | 0 | 27-SMO-ResidentialMobileHome–SingleWide-DSH_WASH | NA | Load:0:27-SMO-ResidentialMobileHome–SingleWide-DSH_WASH:NA | kWh | 0.00025675 | 0.00025675 | 0.00025675 | 0.00025675 | 0.00025673 | 0.00025673 | 0.00025673 | 0.00025673 | 0.00025673 | 0.00025675 | 0.00025675 | 0.00025675 | 0.00025675 | 0.00025675 | 0.00025675 | 0.00025675 | 0.00025675 | 0.00025675 | 0.00025675 | 0.00025675 | 0.00025675 | 0.00025675 | 0.00025675 | 0.00025675 | 0.088031 | 0.088031 | 0.088031 | 0.088031 | 0.076754 | 0.076754 | 0.076754 | 0.076754 | 0.076754 | 0.088031 | 0.088031 | 0.088031 | 0.00050853 | 0.00012384 | 6.7043e-05
Load Impacts | 0 | 27-SMO-ResidentialMobileHome–SingleWide-FREEZ | NA | Load:0:27-SMO-ResidentialMobileHome–SingleWide-FREEZ:NA | kWh | 0.00013193 | 0.00013193 | 0.00013193 | 0.00013193 | 0.00013194 | 0.00013194 | 0.00013194 | 0.00013194 | 0.00013194 | 0.00013193 | 0.00013193 | 0.00013193 | 0.00013194 | 0.00013194 | 0.00013194 | 0.00013194 | 0.0001407 | 0.0001407 | 0.0001407 | 0.0001407 | 0.0001407 | 0.00013194 | 0.00013194 | 0.00013194 | 0.077714 | 0.077714 | 0.077714 | 0.077714 | 0.091202 | 0.091202 | 0.091202 | 0.091202 | 0.091202 | 0.077714 | 0.077714 | 0.077714 | 0.00049597 | 0.00011773 | 6.577e-05
Load Impacts | 0 | 27-SMO-ResidentialMobileHome–SingleWide-LIGHT | NA | Load:0:27-SMO-ResidentialMobileHome–SingleWide-LIGHT:NA | kWh | 0.00013611 | 0.00013611 | 0.00013611 | 0.00013611 | 0.00013611 | 0.00013611 | 0.00013611 | 0.00013611 | 0.00013611 | 0.00013611 | 0.00013611 | 0.00013611 | 0.00013611 | 0.00013611 | 0.00013611 | 0.00013611 | 0.00013611 | 0.00013611 | 0.00013611 | 0.00013611 | 0.00013611 | 0.00013611 | 0.00013611 | 0.00013611 | 0.088359 | 0.088359 | 0.088359 | 0.088359 | 0.076298 | 0.076298 | 0.076298 | 0.076298 | 0.076298 | 0.088359 | 0.088359 | 0.088359 | 0.00050038 | 0.00011988 | 6.6217e-05
Load Impacts | 0 | 27-SMO-ResidentialMobileHome–SingleWide-POOL_PMP | NA | Load:0:27-SMO-ResidentialMobileHome–SingleWide-POOL_PMP:NA | kWh | 5.4594e-05 | 5.4594e-05 | 5.4594e-05 | 5.4594e-05 | 5.4591e-05 | 5.4591e-05 | 5.4591e-05 | 5.4591e-05 | 5.4591e-05 | 5.4594e-05 | 5.4594e-05 | 5.4594e-05 | 5.4594e-05 | 5.4594e-05 | 5.4594e-05 | 5.4594e-05 | 0.00018414 | 0.00018414 | 0.00018414 | 0.00018414 | 0.00018414 | 5.4594e-05 | 5.4594e-05 | 5.4594e-05 | 0.079054 | 0.079054 | 0.079054 | 0.079054 | 0.089322 | 0.089322 | 0.089322 | 0.089322 | 0.089322 | 0.079054 | 0.079054 | 0.079054 | 0.0005041 | 0.00012168 | 6.6593e-05
Load Impacts | 0 | 27-SMO-ResidentialMobileHome–SingleWide-REFG | NA | Load:0:27-SMO-ResidentialMobileHome–SingleWide-REFG:NA | kWh | 0.00013621 | 0.00013621 | 0.00013621 | 0.00013621 | 0.00013621 | 0.00013621 | 0.00013621 | 0.00013621 | 0.00013621 | 0.00013621 | 0.00013621 | 0.00013621 | 0.00013621 | 0.00013621 | 0.00013621 | 0.00013621 | 0.00013621 | 0.00013621 | 0.00013621 | 0.00013621 | 0.00013621 | 0.00013621 | 0.00013621 | 0.00013621 | 0.077687 | 0.077687 | 0.077687 | 0.077687 | 0.09124 | 0.09124 | 0.09124 | 0.09124 | 0.09124 | 0.077687 | 0.077687 | 0.077687 | 0.00049614 | 0.00011782 | 6.5788e-05
Load Impacts | 0 | 27-SMO-ResidentialMobileHome–SingleWide-SP_COOL | NA | Load:0:27-SMO-ResidentialMobileHome–SingleWide-SP_COOL:NA | kWh | 1.2893e-05 | 1.2893e-05 | 1.2893e-05 | 1.2893e-05 | 0.0013769 | 0.0013769 | 0.0013769 | 0.0013769 | 0.0013769 | 1.2893e-05 | 1.2893e-05 | 1.2893e-05 | 1.7641e-05 | 1.7641e-05 | 1.7641e-05 | 1.7641e-05 | 0.0027951 | 0.0027951 | 0.0027951 | 0.0027951 | 0.0027951 | 1.7641e-05 | 1.7641e-05 | 1.7641e-05 | 0.015714 | 0.015714 | 0.015714 | 0.015714 | 0.178 | 0.178 | 0.178 | 0.178 | 0.178 | 0.015714 | 0.015714 | 0.015714 | 0.00051375 | 0.00012637 | 6.7572e-05
Load Impacts | 0 | 27-SMO-ResidentialMobileHome–SingleWide-SP_HEAT | NA | Load:0:27-SMO-ResidentialMobileHome–SingleWide-SP_HEAT:NA | kWh | 9.146e-05 | 9.146e-05 | 9.146e-05 | 9.146e-05 | 0 | 0 | 0 | 0 | 0 | 9.146e-05 | 9.146e-05 | 9.146e-05 | 0.00027503 | 0.00027503 | 0.00027503 | 0.00027503 | 0 | 0 | 0 | 0 | 0 | 0.00027503 | 0.00027503 | 0.00027503 | 0.14286 | 0.14286 | 0.14286 | 0.14286 | 0 | 0 | 0 | 0 | 0 | 0.14286 | 0.14286 | 0.14286 | 0.00048773 | 0.00011373 | 6.4935e-05
Load Impacts | 0 | 27-SMO-ResidentialMobileHome–SingleWide-WAT_HEAT | NA | Load:0:27-SMO-ResidentialMobileHome–SingleWide-WAT_HEAT:NA | kWh | 0.00012888 | 0.00012888 | 0.00012888 | 0.00012888 | 0.00012887 | 0.00012887 | 0.00012887 | 0.00012887 | 0.00012887 | 0.00012888 | 0.00012888 | 0.00012888 | 0.00012888 | 0.00012888 | 0.00012888 | 0.00012888 | 0.00012888 | 0.00012888 | 0.00012888 | 0.00012888 | 0.00012888 | 0.00012888 | 0.00012888 | 0.00012888 | 0.091917 | 0.091917 | 0.091917 | 0.091917 | 0.071314 | 0.071314 | 0.071314 | 0.071314 | 0.071314 | 0.091917 | 0.091917 | 0.091917 | 0.00049995 | 0.00011967 | 6.6173e-05
Load Impacts | 0 | 28-SUN-Storage–Unconditioned-Exit | NA | Load:0:28-SUN-Storage–Unconditioned-Exit:NA | kWh | 0.00011341 | 0.00011341 | 0.00011341 | 0.00011341 | 0.00011415 | 0.00011415 | 0.00011415 | 0.00011415 | 0.00011415 | 0.00011341 | 0.00011341 | 0.00011341 | 0.00011482 | 0.00011482 | 0.00011482 | 0.00011482 | 0.00011417 | 0.00011417 | 0.00011417 | 0.00011417 | 0.00011417 | 0.00011482 | 0.00011482 | 0.00011482 | 0.082971 | 0.082971 | 0.082971 | 0.082971 | 0.08384 | 0.08384 | 0.08384 | 0.08384 | 0.08384 | 0.082971 | 0.082971 | 0.082971 | 0.0004952 | 0.00011736 | 6.5692e-05
Load Impacts | 0 | 28-SUN-Storage–Unconditioned-ExtLight | NA | Load:0:28-SUN-Storage–Unconditioned-ExtLight:NA | kWh | 1.7942e-05 | 1.7942e-05 | 1.7942e-05 | 1.7942e-05 | 3.5774e-05 | 3.5774e-05 | 3.5774e-05 | 3.5774e-05 | 3.5774e-05 | 1.7942e-05 | 1.7942e-05 | 1.7942e-05 | 0.00011034 | 0.00011034 | 0.00011034 | 0.00011034 | 0.00015629 | 0.00015629 | 0.00015629 | 0.00015629 | 0.00015629 | 0.00011034 | 0.00011034 | 0.00011034 | 0.082913 | 0.082913 | 0.082913 | 0.082913 | 0.083926 | 0.083926 | 0.083926 | 0.083926 | 0.083926 | 0.082913 | 0.082913 | 0.082913 | 0.00049805 | 0.00011874 | 6.5981e-05
Load Impacts | 0 | 29-WRF-Storage–Refrigerated-Cooling | NA | Load:0:29-WRF-Storage–Refrigerated-Cooling:NA | kWh | 3.1879e-05 | 3.1879e-05 | 3.1879e-05 | 3.1879e-05 | 0.00048227 | 0.00048227 | 0.00048227 | 0.00048227 | 0.00048227 | 3.1879e-05 | 3.1879e-05 | 3.1879e-05 | 3.9522e-05 | 3.9522e-05 | 3.9522e-05 | 3.9522e-05 | 0.00060348 | 0.00060348 | 0.00060348 | 0.00060348 | 0.00060348 | 3.9522e-05 | 3.9522e-05 | 3.9522e-05 | 0.047574 | 0.047574 | 0.047574 | 0.047574 | 0.1334 | 0.1334 | 0.1334 | 0.1334 | 0.1334 | 0.047574 | 0.047574 | 0.047574 | 0.00051199 | 0.00012551 | 6.7393e-05
Load Impacts | 0 | 29-WRF-Storage–Refrigerated-Exit | NA | Load:0:29-WRF-Storage–Refrigerated-Exit:NA | kWh | 0.00011341 | 0.00011341 | 0.00011341 | 0.00011341 | 0.00011415 | 0.00011415 | 0.00011415 | 0.00011415 | 0.00011415 | 0.00011341 | 0.00011341 | 0.00011341 | 0.00011482 | 0.00011482 | 0.00011482 | 0.00011482 | 0.00011417 | 0.00011417 | 0.00011417 | 0.00011417 | 0.00011417 | 0.00011482 | 0.00011482 | 0.00011482 | 0.082971 | 0.082971 | 0.082971 | 0.082971 | 0.08384 | 0.08384 | 0.08384 | 0.08384 | 0.08384 | 0.082971 | 0.082971 | 0.082971 | 0.0004952 | 0.00011736 | 6.5692e-05
Load Impacts | 0 | 29-WRF-Storage–Refrigerated-ExtLight | NA | Load:0:29-WRF-Storage–Refrigerated-ExtLight:NA | kWh | 8.1659e-06 | 8.1659e-06 | 8.1659e-06 | 8.1659e-06 | 4.9891e-06 | 4.9891e-06 | 4.9891e-06 | 4.9891e-06 | 4.9891e-06 | 8.1659e-06 | 8.1659e-06 | 8.1659e-06 | 0.00015592 | 0.00015592 | 0.00015592 | 0.00015592 | 0.00022592 | 0.00022592 | 0.00022592 | 0.00022592 | 0.00022592 | 0.00015592 | 0.00015592 | 0.00015592 | 0.083914 | 0.083914 | 0.083914 | 0.083914 | 0.082528 | 0.082528 | 0.082528 | 0.082528 | 0.082528 | 0.083914 | 0.083914 | 0.083914 | 0.00048584 | 0.00011281 | 6.4744e-05
Load Impacts | 0 | 30-S20-SIC20Food&KindredProducts-AG_PUMP | NA | Load:0:30-S20-SIC20Food&KindredProducts-AG_PUMP:NA | kWh | 0.00010661 | 0.00010661 | 0.00010661 | 0.00010661 | 0.0001748 | 0.0001748 | 0.0001748 | 0.0001748 | 0.0001748 | 0.00010661 | 0.00010661 | 0.00010661 | 0.00010661 | 0.00010661 | 0.00010661 | 0.00010661 | 0.0001748 | 0.0001748 | 0.0001748 | 0.0001748 | 0.0001748 | 0.00010661 | 0.00010661 | 0.00010661 | 0.055357 | 0.055357 | 0.055357 | 0.055357 | 0.12252 | 0.12252 | 0.12252 | 0.12252 | 0.12252 | 0.055357 | 0.055357 | 0.055357 | 0.00049677 | 0.00011811 | 6.5853e-05
Load Impacts | 0 | 30-S20-SIC20Food&KindredProducts-COMP_AIR | NA | Load:0:30-S20-SIC20Food&KindredProducts-COMP_AIR:NA | kWh | 0.00015028 | 0.00015028 | 0.00015028 | 0.00015028 | 0.00013612 | 0.00013612 | 0.00013612 | 0.00013612 | 0.00013612 | 0.00015028 | 0.00015028 | 0.00015028 | 0.00015028 | 0.00015028 | 0.00015028 | 0.00015028 | 0.00013612 | 0.00013612 | 0.00013612 | 0.00013612 | 0.00013612 | 0.00015028 | 0.00015028 | 0.00015028 | 0.080129 | 0.080129 | 0.080129 | 0.080129 | 0.08782 | 0.08782 | 0.08782 | 0.08782 | 0.08782 | 0.080129 | 0.080129 | 0.080129 | 0.00049901 | 0.00011921 | 6.6078e-05
Load Impacts | 0 | 30-S20-SIC20Food&KindredProducts-COOL | NA | Load:0:30-S20-SIC20Food&KindredProducts-COOL:NA | kWh | 4.9262e-05 | 4.9262e-05 | 4.9262e-05 | 4.9262e-05 | 0.00048679 | 0.00048679 | 0.00048679 | 0.00048679 | 0.00048679 | 4.9262e-05 | 4.9262e-05 | 4.9262e-05 | 4.9262e-05 | 4.9262e-05 | 4.9262e-05 | 4.9262e-05 | 0.00048679 | 0.00048679 | 0.00048679 | 0.00048679 | 0.00048679 | 4.9262e-05 | 4.9262e-05 | 4.9262e-05 | 0.032886 | 0.032886 | 0.032886 | 0.032886 | 0.15394 | 0.15394 | 0.15394 | 0.15394 | 0.15394 | 0.032886 | 0.032886 | 0.032886 | 0.00050422 | 0.00012175 | 6.6604e-05
Load Impacts | 0 | 30-S20-SIC20Food&KindredProducts-LIGHT | NA | Load:0:30-S20-SIC20Food&KindredProducts-LIGHT:NA | kWh | 0.00011466 | 0.00011466 | 0.00011466 | 0.00011466 | 0.00020094 | 0.00020094 | 0.00020094 | 0.00020094 | 0.00020094 | 0.00011466 | 0.00011466 | 0.00011466 | 0.00011466 | 0.00011466 | 0.00011466 | 0.00011466 | 0.00020094 | 0.00020094 | 0.00020094 | 0.00020094 | 0.00020094 | 0.00011466 | 0.00011466 | 0.00011466 | 0.0788 | 0.0788 | 0.0788 | 0.0788 | 0.0897 | 0.0897 | 0.0897 | 0.0897 | 0.0897 | 0.0788 | 0.0788 | 0.0788 | 0.00050357 | 0.00012141 | 6.6541e-05
Load Impacts | 0 | 30-S20-SIC20Food&KindredProducts-MOTOR | NA | Load:0:30-S20-SIC20Food&KindredProducts-MOTOR:NA | kWh | 0.00015028 | 0.00015028 | 0.00015028 | 0.00015028 | 0.00013612 | 0.00013612 | 0.00013612 | 0.00013612 | 0.00013612 | 0.00015028 | 0.00015028 | 0.00015028 | 0.00015028 | 0.00015028 | 0.00015028 | 0.00015028 | 0.00013612 | 0.00013612 | 0.00013612 | 0.00013612 | 0.00013612 | 0.00015028 | 0.00015028 | 0.00015028 | 0.080129 | 0.080129 | 0.080129 | 0.080129 | 0.08782 | 0.08782 | 0.08782 | 0.08782 | 0.08782 | 0.080129 | 0.080129 | 0.080129 | 0.00049901 | 0.00011921 | 6.6078e-05
Load Impacts | 0 | 30-S20-SIC20Food&KindredProducts-PROC_OTH | NA | Load:0:30-S20-SIC20Food&KindredProducts-PROC_OTH:NA | kWh | 0.00015028 | 0.00015028 | 0.00015028 | 0.00015028 | 0.00013612 | 0.00013612 | 0.00013612 | 0.00013612 | 0.00013612 | 0.00015028 | 0.00015028 | 0.00015028 | 0.00015028 | 0.00015028 | 0.00015028 | 0.00015028 | 0.00013612 | 0.00013612 | 0.00013612 | 0.00013612 | 0.00013612 | 0.00015028 | 0.00015028 | 0.00015028 | 0.080129 | 0.080129 | 0.080129 | 0.080129 | 0.08782 | 0.08782 | 0.08782 | 0.08782 | 0.08782 | 0.080129 | 0.080129 | 0.080129 | 0.00049901 | 0.00011921 | 6.6078e-05
Load Impacts | 0 | 31-S26-SIC26Paper&AlliedProducts-AG_PUMP | NA | Load:0:31-S26-SIC26Paper&AlliedProducts-AG_PUMP:NA | kWh | 0.00010661 | 0.00010661 | 0.00010661 | 0.00010661 | 0.0001748 | 0.0001748 | 0.0001748 | 0.0001748 | 0.0001748 | 0.00010661 | 0.00010661 | 0.00010661 | 0.00010661 | 0.00010661 | 0.00010661 | 0.00010661 | 0.0001748 | 0.0001748 | 0.0001748 | 0.0001748 | 0.0001748 | 0.00010661 | 0.00010661 | 0.00010661 | 0.055357 | 0.055357 | 0.055357 | 0.055357 | 0.12252 | 0.12252 | 0.12252 | 0.12252 | 0.12252 | 0.055357 | 0.055357 | 0.055357 | 0.00049677 | 0.00011811 | 6.5853e-05
Load Impacts | 0 | 31-S26-SIC26Paper&AlliedProducts-COMP_AIR | NA | Load:0:31-S26-SIC26Paper&AlliedProducts-COMP_AIR:NA | kWh | 0.00015028 | 0.00015028 | 0.00015028 | 0.00015028 | 0.00013612 | 0.00013612 | 0.00013612 | 0.00013612 | 0.00013612 | 0.00015028 | 0.00015028 | 0.00015028 | 0.00015028 | 0.00015028 | 0.00015028 | 0.00015028 | 0.00013612 | 0.00013612 | 0.00013612 | 0.00013612 | 0.00013612 | 0.00015028 | 0.00015028 | 0.00015028 | 0.080129 | 0.080129 | 0.080129 | 0.080129 | 0.08782 | 0.08782 | 0.08782 | 0.08782 | 0.08782 | 0.080129 | 0.080129 | 0.080129 | 0.00049901 | 0.00011921 | 6.6078e-05
Load Impacts | 0 | 31-S26-SIC26Paper&AlliedProducts-COOL | NA | Load:0:31-S26-SIC26Paper&AlliedProducts-COOL:NA | kWh | 4.9262e-05 | 4.9262e-05 | 4.9262e-05 | 4.9262e-05 | 0.00048679 | 0.00048679 | 0.00048679 | 0.00048679 | 0.00048679 | 4.9262e-05 | 4.9262e-05 | 4.9262e-05 | 4.9262e-05 | 4.9262e-05 | 4.9262e-05 | 4.9262e-05 | 0.00048679 | 0.00048679 | 0.00048679 | 0.00048679 | 0.00048679 | 4.9262e-05 | 4.9262e-05 | 4.9262e-05 | 0.032886 | 0.032886 | 0.032886 | 0.032886 | 0.15394 | 0.15394 | 0.15394 | 0.15394 | 0.15394 | 0.032886 | 0.032886 | 0.032886 | 0.00050422 | 0.00012175 | 6.6604e-05
Load Impacts | 0 | 31-S26-SIC26Paper&AlliedProducts-LIGHT | NA | Load:0:31-S26-SIC26Paper&AlliedProducts-LIGHT:NA | kWh | 0.00011466 | 0.00011466 | 0.00011466 | 0.00011466 | 0.00020094 | 0.00020094 | 0.00020094 | 0.00020094 | 0.00020094 | 0.00011466 | 0.00011466 | 0.00011466 | 0.00011466 | 0.00011466 | 0.00011466 | 0.00011466 | 0.00020094 | 0.00020094 | 0.00020094 | 0.00020094 | 0.00020094 | 0.00011466 | 0.00011466 | 0.00011466 | 0.0788 | 0.0788 | 0.0788 | 0.0788 | 0.0897 | 0.0897 | 0.0897 | 0.0897 | 0.0897 | 0.0788 | 0.0788 | 0.0788 | 0.00050357 | 0.00012141 | 6.6541e-05
Load Impacts | 0 | 31-S26-SIC26Paper&AlliedProducts-MOTOR | NA | Load:0:31-S26-SIC26Paper&AlliedProducts-MOTOR:NA | kWh | 0.00015028 | 0.00015028 | 0.00015028 | 0.00015028 | 0.00013612 | 0.00013612 | 0.00013612 | 0.00013612 | 0.00013612 | 0.00015028 | 0.00015028 | 0.00015028 | 0.00015028 | 0.00015028 | 0.00015028 | 0.00015028 | 0.00013612 | 0.00013612 | 0.00013612 | 0.00013612 | 0.00013612 | 0.00015028 | 0.00015028 | 0.00015028 | 0.080129 | 0.080129 | 0.080129 | 0.080129 | 0.08782 | 0.08782 | 0.08782 | 0.08782 | 0.08782 | 0.080129 | 0.080129 | 0.080129 | 0.00049901 | 0.00011921 | 6.6078e-05
Load Impacts | 0 | 31-S26-SIC26Paper&AlliedProducts-PROC_OTH | NA | Load:0:31-S26-SIC26Paper&AlliedProducts-PROC_OTH:NA | kWh | 0.00015028 | 0.00015028 | 0.00015028 | 0.00015028 | 0.00013612 | 0.00013612 | 0.00013612 | 0.00013612 | 0.00013612 | 0.00015028 | 0.00015028 | 0.00015028 | 0.00015028 | 0.00015028 | 0.00015028 | 0.00015028 | 0.00013612 | 0.00013612 | 0.00013612 | 0.00013612 | 0.00013612 | 0.00015028 | 0.00015028 | 0.00015028 | 0.080129 | 0.080129 | 0.080129 | 0.080129 | 0.08782 | 0.08782 | 0.08782 | 0.08782 | 0.08782 | 0.080129 | 0.080129 | 0.080129 | 0.00049901 | 0.00011921 | 6.6078e-05
Load Impacts | 0 | 32-S28-SIC28Chemicals&AlliedProducts-AG_PUMP | NA | Load:0:32-S28-SIC28Chemicals&AlliedProducts-AG_PUMP:NA | kWh | 0.00010661 | 0.00010661 | 0.00010661 | 0.00010661 | 0.0001748 | 0.0001748 | 0.0001748 | 0.0001748 | 0.0001748 | 0.00010661 | 0.00010661 | 0.00010661 | 0.00010661 | 0.00010661 | 0.00010661 | 0.00010661 | 0.0001748 | 0.0001748 | 0.0001748 | 0.0001748 | 0.0001748 | 0.00010661 | 0.00010661 | 0.00010661 | 0.055357 | 0.055357 | 0.055357 | 0.055357 | 0.12252 | 0.12252 | 0.12252 | 0.12252 | 0.12252 | 0.055357 | 0.055357 | 0.055357 | 0.00049677 | 0.00011811 | 6.5853e-05
Load Impacts | 0 | 32-S28-SIC28Chemicals&AlliedProducts-COMP_AIR | NA | Load:0:32-S28-SIC28Chemicals&AlliedProducts-COMP_AIR:NA | kWh | 0.00015028 | 0.00015028 | 0.00015028 | 0.00015028 | 0.00013612 | 0.00013612 | 0.00013612 | 0.00013612 | 0.00013612 | 0.00015028 | 0.00015028 | 0.00015028 | 0.00015028 | 0.00015028 | 0.00015028 | 0.00015028 | 0.00013612 | 0.00013612 | 0.00013612 | 0.00013612 | 0.00013612 | 0.00015028 | 0.00015028 | 0.00015028 | 0.080129 | 0.080129 | 0.080129 | 0.080129 | 0.08782 | 0.08782 | 0.08782 | 0.08782 | 0.08782 | 0.080129 | 0.080129 | 0.080129 | 0.00049901 | 0.00011921 | 6.6078e-05
Load Impacts | 0 | 32-S28-SIC28Chemicals&AlliedProducts-COOL | NA | Load:0:32-S28-SIC28Chemicals&AlliedProducts-COOL:NA | kWh | 4.9262e-05 | 4.9262e-05 | 4.9262e-05 | 4.9262e-05 | 0.00048679 | 0.00048679 | 0.00048679 | 0.00048679 | 0.00048679 | 4.9262e-05 | 4.9262e-05 | 4.9262e-05 | 4.9262e-05 | 4.9262e-05 | 4.9262e-05 | 4.9262e-05 | 0.00048679 | 0.00048679 | 0.00048679 | 0.00048679 | 0.00048679 | 4.9262e-05 | 4.9262e-05 | 4.9262e-05 | 0.032886 | 0.032886 | 0.032886 | 0.032886 | 0.15394 | 0.15394 | 0.15394 | 0.15394 | 0.15394 | 0.032886 | 0.032886 | 0.032886 | 0.00050422 | 0.00012175 | 6.6604e-05
Load Impacts | 0 | 32-S28-SIC28Chemicals&AlliedProducts-LIGHT | NA | Load:0:32-S28-SIC28Chemicals&AlliedProducts-LIGHT:NA | kWh | 0.00011466 | 0.00011466 | 0.00011466 | 0.00011466 | 0.00020094 | 0.00020094 | 0.00020094 | 0.00020094 | 0.00020094 | 0.00011466 | 0.00011466 | 0.00011466 | 0.00011466 | 0.00011466 | 0.00011466 | 0.00011466 | 0.00020094 | 0.00020094 | 0.00020094 | 0.00020094 | 0.00020094 | 0.00011466 | 0.00011466 | 0.00011466 | 0.0788 | 0.0788 | 0.0788 | 0.0788 | 0.0897 | 0.0897 | 0.0897 | 0.0897 | 0.0897 | 0.0788 | 0.0788 | 0.0788 | 0.00050357 | 0.00012141 | 6.6541e-05
Load Impacts | 0 | 32-S28-SIC28Chemicals&AlliedProducts-MOTOR | NA | Load:0:32-S28-SIC28Chemicals&AlliedProducts-MOTOR:NA | kWh | 0.00015028 | 0.00015028 | 0.00015028 | 0.00015028 | 0.00013612 | 0.00013612 | 0.00013612 | 0.00013612 | 0.00013612 | 0.00015028 | 0.00015028 | 0.00015028 | 0.00015028 | 0.00015028 | 0.00015028 | 0.00015028 | 0.00013612 | 0.00013612 | 0.00013612 | 0.00013612 | 0.00013612 | 0.00015028 | 0.00015028 | 0.00015028 | 0.080129 | 0.080129 | 0.080129 | 0.080129 | 0.08782 | 0.08782 | 0.08782 | 0.08782 | 0.08782 | 0.080129 | 0.080129 | 0.080129 | 0.00049901 | 0.00011921 | 6.6078e-05
Load Impacts | 0 | 32-S28-SIC28Chemicals&AlliedProducts-PROC_OTH | NA | Load:0:32-S28-SIC28Chemicals&AlliedProducts-PROC_OTH:NA | kWh | 0.00015028 | 0.00015028 | 0.00015028 | 0.00015028 | 0.00013612 | 0.00013612 | 0.00013612 | 0.00013612 | 0.00013612 | 0.00015028 | 0.00015028 | 0.00015028 | 0.00015028 | 0.00015028 | 0.00015028 | 0.00015028 | 0.00013612 | 0.00013612 | 0.00013612 | 0.00013612 | 0.00013612 | 0.00015028 | 0.00015028 | 0.00015028 | 0.080129 | 0.080129 | 0.080129 | 0.080129 | 0.08782 | 0.08782 | 0.08782 | 0.08782 | 0.08782 | 0.080129 | 0.080129 | 0.080129 | 0.00049901 | 0.00011921 | 6.6078e-05
Load Impacts | 0 | 33-S29-SIC29Petroleum&CoalProducts-AG_PUMP | NA | Load:0:33-S29-SIC29Petroleum&CoalProducts-AG_PUMP:NA | kWh | 0.00010661 | 0.00010661 | 0.00010661 | 0.00010661 | 0.0001748 | 0.0001748 | 0.0001748 | 0.0001748 | 0.0001748 | 0.00010661 | 0.00010661 | 0.00010661 | 0.00010661 | 0.00010661 | 0.00010661 | 0.00010661 | 0.0001748 | 0.0001748 | 0.0001748 | 0.0001748 | 0.0001748 | 0.00010661 | 0.00010661 | 0.00010661 | 0.055357 | 0.055357 | 0.055357 | 0.055357 | 0.12252 | 0.12252 | 0.12252 | 0.12252 | 0.12252 | 0.055357 | 0.055357 | 0.055357 | 0.00049677 | 0.00011811 | 6.5853e-05
Load Impacts | 0 | 33-S29-SIC29Petroleum&CoalProducts-COMP_AIR | NA | Load:0:33-S29-SIC29Petroleum&CoalProducts-COMP_AIR:NA | kWh | 0.00015028 | 0.00015028 | 0.00015028 | 0.00015028 | 0.00013612 | 0.00013612 | 0.00013612 | 0.00013612 | 0.00013612 | 0.00015028 | 0.00015028 | 0.00015028 | 0.00015028 | 0.00015028 | 0.00015028 | 0.00015028 | 0.00013612 | 0.00013612 | 0.00013612 | 0.00013612 | 0.00013612 | 0.00015028 | 0.00015028 | 0.00015028 | 0.080129 | 0.080129 | 0.080129 | 0.080129 | 0.08782 | 0.08782 | 0.08782 | 0.08782 | 0.08782 | 0.080129 | 0.080129 | 0.080129 | 0.00049901 | 0.00011921 | 6.6078e-05
Load Impacts | 0 | 33-S29-SIC29Petroleum&CoalProducts-COOL | NA | Load:0:33-S29-SIC29Petroleum&CoalProducts-COOL:NA | kWh | 4.9262e-05 | 4.9262e-05 | 4.9262e-05 | 4.9262e-05 | 0.00048679 | 0.00048679 | 0.00048679 | 0.00048679 | 0.00048679 | 4.9262e-05 | 4.9262e-05 | 4.9262e-05 | 4.9262e-05 | 4.9262e-05 | 4.9262e-05 | 4.9262e-05 | 0.00048679 | 0.00048679 | 0.00048679 | 0.00048679 | 0.00048679 | 4.9262e-05 | 4.9262e-05 | 4.9262e-05 | 0.032886 | 0.032886 | 0.032886 | 0.032886 | 0.15394 | 0.15394 | 0.15394 | 0.15394 | 0.15394 | 0.032886 | 0.032886 | 0.032886 | 0.00050422 | 0.00012175 | 6.6604e-05
Load Impacts | 0 | 33-S29-SIC29Petroleum&CoalProducts-LIGHT | NA | Load:0:33-S29-SIC29Petroleum&CoalProducts-LIGHT:NA | kWh | 0.00011466 | 0.00011466 | 0.00011466 | 0.00011466 | 0.00020094 | 0.00020094 | 0.00020094 | 0.00020094 | 0.00020094 | 0.00011466 | 0.00011466 | 0.00011466 | 0.00011466 | 0.00011466 | 0.00011466 | 0.00011466 | 0.00020094 | 0.00020094 | 0.00020094 | 0.00020094 | 0.00020094 | 0.00011466 | 0.00011466 | 0.00011466 | 0.0788 | 0.0788 | 0.0788 | 0.0788 | 0.0897 | 0.0897 | 0.0897 | 0.0897 | 0.0897 | 0.0788 | 0.0788 | 0.0788 | 0.00050357 | 0.00012141 | 6.6541e-05
Load Impacts | 0 | 33-S29-SIC29Petroleum&CoalProducts-MOTOR | NA | Load:0:33-S29-SIC29Petroleum&CoalProducts-MOTOR:NA | kWh | 0.00015028 | 0.00015028 | 0.00015028 | 0.00015028 | 0.00013612 | 0.00013612 | 0.00013612 | 0.00013612 | 0.00013612 | 0.00015028 | 0.00015028 | 0.00015028 | 0.00015028 | 0.00015028 | 0.00015028 | 0.00015028 | 0.00013612 | 0.00013612 | 0.00013612 | 0.00013612 | 0.00013612 | 0.00015028 | 0.00015028 | 0.00015028 | 0.080129 | 0.080129 | 0.080129 | 0.080129 | 0.08782 | 0.08782 | 0.08782 | 0.08782 | 0.08782 | 0.080129 | 0.080129 | 0.080129 | 0.00049901 | 0.00011921 | 6.6078e-05
Load Impacts | 0 | 33-S29-SIC29Petroleum&CoalProducts-PROC_OTH | NA | Load:0:33-S29-SIC29Petroleum&CoalProducts-PROC_OTH:NA | kWh | 0.00015028 | 0.00015028 | 0.00015028 | 0.00015028 | 0.00013612 | 0.00013612 | 0.00013612 | 0.00013612 | 0.00013612 | 0.00015028 | 0.00015028 | 0.00015028 | 0.00015028 | 0.00015028 | 0.00015028 | 0.00015028 | 0.00013612 | 0.00013612 | 0.00013612 | 0.00013612 | 0.00013612 | 0.00015028 | 0.00015028 | 0.00015028 | 0.080129 | 0.080129 | 0.080129 | 0.080129 | 0.08782 | 0.08782 | 0.08782 | 0.08782 | 0.08782 | 0.080129 | 0.080129 | 0.080129 | 0.00049901 | 0.00011921 | 6.6078e-05
Load Impacts | 0 | 34-S33-SIC33Metals-AG_PUMP | NA | Load:0:34-S33-SIC33Metals-AG_PUMP:NA | kWh | 0.00010661 | 0.00010661 | 0.00010661 | 0.00010661 | 0.0001748 | 0.0001748 | 0.0001748 | 0.0001748 | 0.0001748 | 0.00010661 | 0.00010661 | 0.00010661 | 0.00010661 | 0.00010661 | 0.00010661 | 0.00010661 | 0.0001748 | 0.0001748 | 0.0001748 | 0.0001748 | 0.0001748 | 0.00010661 | 0.00010661 | 0.00010661 | 0.055357 | 0.055357 | 0.055357 | 0.055357 | 0.12252 | 0.12252 | 0.12252 | 0.12252 | 0.12252 | 0.055357 | 0.055357 | 0.055357 | 0.00049677 | 0.00011811 | 6.5853e-05
Load Impacts | 0 | 34-S33-SIC33Metals-COMP_AIR | NA | Load:0:34-S33-SIC33Metals-COMP_AIR:NA | kWh | 0.00015028 | 0.00015028 | 0.00015028 | 0.00015028 | 0.00013612 | 0.00013612 | 0.00013612 | 0.00013612 | 0.00013612 | 0.00015028 | 0.00015028 | 0.00015028 | 0.00015028 | 0.00015028 | 0.00015028 | 0.00015028 | 0.00013612 | 0.00013612 | 0.00013612 | 0.00013612 | 0.00013612 | 0.00015028 | 0.00015028 | 0.00015028 | 0.080129 | 0.080129 | 0.080129 | 0.080129 | 0.08782 | 0.08782 | 0.08782 | 0.08782 | 0.08782 | 0.080129 | 0.080129 | 0.080129 | 0.00049901 | 0.00011921 | 6.6078e-05
Load Impacts | 0 | 34-S33-SIC33Metals-COOL | NA | Load:0:34-S33-SIC33Metals-COOL:NA | kWh | 4.9262e-05 | 4.9262e-05 | 4.9262e-05 | 4.9262e-05 | 0.00048679 | 0.00048679 | 0.00048679 | 0.00048679 | 0.00048679 | 4.9262e-05 | 4.9262e-05 | 4.9262e-05 | 4.9262e-05 | 4.9262e-05 | 4.9262e-05 | 4.9262e-05 | 0.00048679 | 0.00048679 | 0.00048679 | 0.00048679 | 0.00048679 | 4.9262e-05 | 4.9262e-05 | 4.9262e-05 | 0.032886 | 0.032886 | 0.032886 | 0.032886 | 0.15394 | 0.15394 | 0.15394 | 0.15394 | 0.15394 | 0.032886 | 0.032886 | 0.032886 | 0.00050422 | 0.00012175 | 6.6604e-05
Load Impacts | 0 | 34-S33-SIC33Metals-LIGHT | NA | Load:0:34-S33-SIC33Metals-LIGHT:NA | kWh | 0.00011466 | 0.00011466 | 0.00011466 | 0.00011466 | 0.00020094 | 0.00020094 | 0.00020094 | 0.00020094 | 0.00020094 | 0.00011466 | 0.00011466 | 0.00011466 | 0.00011466 | 0.00011466 | 0.00011466 | 0.00011466 | 0.00020094 | 0.00020094 | 0.00020094 | 0.00020094 | 0.00020094 | 0.00011466 | 0.00011466 | 0.00011466 | 0.0788 | 0.0788 | 0.0788 | 0.0788 | 0.0897 | 0.0897 | 0.0897 | 0.0897 | 0.0897 | 0.0788 | 0.0788 | 0.0788 | 0.00050357 | 0.00012141 | 6.6541e-05
Load Impacts | 0 | 34-S33-SIC33Metals-MOTOR | NA | Load:0:34-S33-SIC33Metals-MOTOR:NA | kWh | 0.00015028 | 0.00015028 | 0.00015028 | 0.00015028 | 0.00013612 | 0.00013612 | 0.00013612 | 0.00013612 | 0.00013612 | 0.00015028 | 0.00015028 | 0.00015028 | 0.00015028 | 0.00015028 | 0.00015028 | 0.00015028 | 0.00013612 | 0.00013612 | 0.00013612 | 0.00013612 | 0.00013612 | 0.00015028 | 0.00015028 | 0.00015028 | 0.080129 | 0.080129 | 0.080129 | 0.080129 | 0.08782 | 0.08782 | 0.08782 | 0.08782 | 0.08782 | 0.080129 | 0.080129 | 0.080129 | 0.00049901 | 0.00011921 | 6.6078e-05
Load Impacts | 0 | 34-S33-SIC33Metals-PROC_OTH | NA | Load:0:34-S33-SIC33Metals-PROC_OTH:NA | kWh | 0.00015028 | 0.00015028 | 0.00015028 | 0.00015028 | 0.00013612 | 0.00013612 | 0.00013612 | 0.00013612 | 0.00013612 | 0.00015028 | 0.00015028 | 0.00015028 | 0.00015028 | 0.00015028 | 0.00015028 | 0.00015028 | 0.00013612 | 0.00013612 | 0.00013612 | 0.00013612 | 0.00013612 | 0.00015028 | 0.00015028 | 0.00015028 | 0.080129 | 0.080129 | 0.080129 | 0.080129 | 0.08782 | 0.08782 | 0.08782 | 0.08782 | 0.08782 | 0.080129 | 0.080129 | 0.080129 | 0.00049901 | 0.00011921 | 6.6078e-05
Load Impacts | 0 | 35-OTI-OtherIndustrial-AG_PUMP | NA | Load:0:35-OTI-OtherIndustrial-AG_PUMP:NA | kWh | 0.00010661 | 0.00010661 | 0.00010661 | 0.00010661 | 0.0001748 | 0.0001748 | 0.0001748 | 0.0001748 | 0.0001748 | 0.00010661 | 0.00010661 | 0.00010661 | 0.00010661 | 0.00010661 | 0.00010661 | 0.00010661 | 0.0001748 | 0.0001748 | 0.0001748 | 0.0001748 | 0.0001748 | 0.00010661 | 0.00010661 | 0.00010661 | 0.055357 | 0.055357 | 0.055357 | 0.055357 | 0.12252 | 0.12252 | 0.12252 | 0.12252 | 0.12252 | 0.055357 | 0.055357 | 0.055357 | 0.00049677 | 0.00011811 | 6.5853e-05
Load Impacts | 0 | 35-OTI-OtherIndustrial-COMP_AIR | NA | Load:0:35-OTI-OtherIndustrial-COMP_AIR:NA | kWh | 0.00015028 | 0.00015028 | 0.00015028 | 0.00015028 | 0.00013612 | 0.00013612 | 0.00013612 | 0.00013612 | 0.00013612 | 0.00015028 | 0.00015028 | 0.00015028 | 0.00015028 | 0.00015028 | 0.00015028 | 0.00015028 | 0.00013612 | 0.00013612 | 0.00013612 | 0.00013612 | 0.00013612 | 0.00015028 | 0.00015028 | 0.00015028 | 0.080129 | 0.080129 | 0.080129 | 0.080129 | 0.08782 | 0.08782 | 0.08782 | 0.08782 | 0.08782 | 0.080129 | 0.080129 | 0.080129 | 0.00049901 | 0.00011921 | 6.6078e-05
Load Impacts | 0 | 35-OTI-OtherIndustrial-COOL | NA | Load:0:35-OTI-OtherIndustrial-COOL:NA | kWh | 4.9262e-05 | 4.9262e-05 | 4.9262e-05 | 4.9262e-05 | 0.00048679 | 0.00048679 | 0.00048679 | 0.00048679 | 0.00048679 | 4.9262e-05 | 4.9262e-05 | 4.9262e-05 | 4.9262e-05 | 4.9262e-05 | 4.9262e-05 | 4.9262e-05 | 0.00048679 | 0.00048679 | 0.00048679 | 0.00048679 | 0.00048679 | 4.9262e-05 | 4.9262e-05 | 4.9262e-05 | 0.032886 | 0.032886 | 0.032886 | 0.032886 | 0.15394 | 0.15394 | 0.15394 | 0.15394 | 0.15394 | 0.032886 | 0.032886 | 0.032886 | 0.00050422 | 0.00012175 | 6.6604e-05
Load Impacts | 0 | 35-OTI-OtherIndustrial-LIGHT | NA | Load:0:35-OTI-OtherIndustrial-LIGHT:NA | kWh | 0.00011466 | 0.00011466 | 0.00011466 | 0.00011466 | 0.00020094 | 0.00020094 | 0.00020094 | 0.00020094 | 0.00020094 | 0.00011466 | 0.00011466 | 0.00011466 | 0.00011466 | 0.00011466 | 0.00011466 | 0.00011466 | 0.00020094 | 0.00020094 | 0.00020094 | 0.00020094 | 0.00020094 | 0.00011466 | 0.00011466 | 0.00011466 | 0.0788 | 0.0788 | 0.0788 | 0.0788 | 0.0897 | 0.0897 | 0.0897 | 0.0897 | 0.0897 | 0.0788 | 0.0788 | 0.0788 | 0.00050357 | 0.00012141 | 6.6541e-05
Load Impacts | 0 | 35-OTI-OtherIndustrial-MOTOR | NA | Load:0:35-OTI-OtherIndustrial-MOTOR:NA | kWh | 0.00015028 | 0.00015028 | 0.00015028 | 0.00015028 | 0.00013612 | 0.00013612 | 0.00013612 | 0.00013612 | 0.00013612 | 0.00015028 | 0.00015028 | 0.00015028 | 0.00015028 | 0.00015028 | 0.00015028 | 0.00015028 | 0.00013612 | 0.00013612 | 0.00013612 | 0.00013612 | 0.00013612 | 0.00015028 | 0.00015028 | 0.00015028 | 0.080129 | 0.080129 | 0.080129 | 0.080129 | 0.08782 | 0.08782 | 0.08782 | 0.08782 | 0.08782 | 0.080129 | 0.080129 | 0.080129 | 0.00049901 | 0.00011921 | 6.6078e-05
Load Impacts | 0 | 35-OTI-OtherIndustrial-PROC_OTH | NA | Load:0:35-OTI-OtherIndustrial-PROC_OTH:NA | kWh | 0.00015028 | 0.00015028 | 0.00015028 | 0.00015028 | 0.00013612 | 0.00013612 | 0.00013612 | 0.00013612 | 0.00013612 | 0.00015028 | 0.00015028 | 0.00015028 | 0.00015028 | 0.00015028 | 0.00015028 | 0.00015028 | 0.00013612 | 0.00013612 | 0.00013612 | 0.00013612 | 0.00013612 | 0.00015028 | 0.00015028 | 0.00015028 | 0.080129 | 0.080129 | 0.080129 | 0.080129 | 0.08782 | 0.08782 | 0.08782 | 0.08782 | 0.08782 | 0.080129 | 0.080129 | 0.080129 | 0.00049901 | 0.00011921 | 6.6078e-05
Load Impacts | 0 | 36-GST-Lodging-GuestRooms-Cooling | NA | Load:0:36-GST-Lodging-GuestRooms-Cooling:NA | kWh | 0.00012982 | 0.00012982 | 0.00012982 | 0.00012982 | 0.00032542 | 0.00032542 | 0.00032542 | 0.00032542 | 0.00032542 | 0.00012982 | 0.00012982 | 0.00012982 | 0.00012982 | 0.00012982 | 0.00012982 | 0.00012982 | 0.00035645 | 0.00035645 | 0.00035645 | 0.00035645 | 0.00035645 | 0.00012982 | 0.00012982 | 0.00012982 | 0.060329 | 0.060329 | 0.060329 | 0.060329 | 0.11554 | 0.11554 | 0.11554 | 0.11554 | 0.11554 | 0.060329 | 0.060329 | 0.060329 | 0.00050615 | 0.00012268 | 6.6801e-05
Load Impacts | 0 | 36-GST-Lodging-GuestRooms-ExtLight | NA | Load:0:36-GST-Lodging-GuestRooms-ExtLight:NA | kWh | 3.0232e-05 | 3.0232e-05 | 3.0232e-05 | 3.0232e-05 | 0 | 0 | 0 | 0 | 0 | 3.0232e-05 | 3.0232e-05 | 3.0232e-05 | 0.00018708 | 0.00018708 | 0.00018708 | 0.00018708 | 0.00021459 | 0.00021459 | 0.00021459 | 0.00021459 | 0.00021459 | 0.00018708 | 0.00018708 | 0.00018708 | 0.092471 | 0.092471 | 0.092471 | 0.092471 | 0.07054 | 0.07054 | 0.07054 | 0.07054 | 0.07054 | 0.092471 | 0.092471 | 0.092471 | 0.00048682 | 0.00011329 | 6.4843e-05
Load Impacts | 0 | 36-GST-Lodging-GuestRooms-IntLight | NA | Load:0:36-GST-Lodging-GuestRooms-IntLight:NA | kWh | 0.00012769 | 0.00012769 | 0.00012769 | 0.00012769 | 0.00019803 | 0.00019803 | 0.00019803 | 0.00019803 | 0.00019803 | 0.00012769 | 0.00012769 | 0.00012769 | 0.00021742 | 0.00021742 | 0.00021742 | 0.00021742 | 0.00019803 | 0.00019803 | 0.00019803 | 0.00019803 | 0.00019803 | 0.00021742 | 0.00021742 | 0.00021742 | 0.082829 | 0.082829 | 0.082829 | 0.082829 | 0.08404 | 0.08404 | 0.08404 | 0.08404 | 0.08404 | 0.082829 | 0.082829 | 0.082829 | 0.0005063 | 0.00012275 | 6.6817e-05
Load Impacts | 0 | 36-GST-Lodging-GuestRooms-OffEquip | NA | Load:0:36-GST-Lodging-GuestRooms-OffEquip:NA | kWh | 0.00011099 | 0.00011099 | 0.00011099 | 0.00011099 | 0.00013301 | 0.00013301 | 0.00013301 | 0.00013301 | 0.00013301 | 0.00011099 | 0.00011099 | 0.00011099 | 0.00016774 | 0.00016774 | 0.00016774 | 0.00016774 | 0.00014414 | 0.00014414 | 0.00014414 | 0.00014414 | 0.00014414 | 0.00016774 | 0.00016774 | 0.00016774 | 0.082929 | 0.082929 | 0.082929 | 0.082929 | 0.0839 | 0.0839 | 0.0839 | 0.0839 | 0.0839 | 0.082929 | 0.082929 | 0.082929 | 0.0004963 | 0.00011789 | 6.5804e-05
Load Impacts | 0 | 36-GST-Lodging-GuestRooms-Refrig | NA | Load:0:36-GST-Lodging-GuestRooms-Refrig:NA | kWh | 8.9223e-05 | 8.9223e-05 | 8.9223e-05 | 8.9223e-05 | 0.00011529 | 0.00011529 | 0.00011529 | 0.00011529 | 0.00011529 | 8.9223e-05 | 8.9223e-05 | 8.9223e-05 | 0.00013828 | 0.00013828 | 0.00013828 | 0.00013828 | 0.00012126 | 0.00012126 | 0.00012126 | 0.00012126 | 0.00012126 | 0.00013828 | 0.00013828 | 0.00013828 | 0.083043 | 0.083043 | 0.083043 | 0.083043 | 0.08378 | 0.08378 | 0.08378 | 0.08378 | 0.08378 | 0.083043 | 0.083043 | 0.083043 | 0.0004938 | 0.00011666 | 6.5554e-05
Load Impacts | 0 | 36-GST-Lodging-GuestRooms-Vent/Fan | NA | Load:0:36-GST-Lodging-GuestRooms-Vent/Fan:NA | kWh | 0.00011931 | 0.00011931 | 0.00011931 | 0.00011931 | 0.00013085 | 0.00013085 | 0.00013085 | 0.00013085 | 0.00013085 | 0.00011931 | 0.00011931 | 0.00011931 | 0.00020229 | 0.00020229 | 0.00020229 | 0.00020229 | 0.00015666 | 0.00015666 | 0.00015666 | 0.00015666 | 0.00015666 | 0.00020229 | 0.00020229 | 0.00020229 | 0.082914 | 0.082914 | 0.082914 | 0.082914 | 0.08392 | 0.08392 | 0.08392 | 0.08392 | 0.08392 | 0.082914 | 0.082914 | 0.082914 | 0.00049779 | 0.00011862 | 6.5955e-05 | 69.2595 | 2.2612
[45 empty] | 54.5164 | 2.2612
[45 empty] | 78.3725 | 2.2612
[45 empty] | 68.0007 | 2.2612
1999-12-01 |  | 0 | 0 |  |  | 0 | 0
0 -12 |  | CP (kW / Annual kWh) | NCP (kW/ Annual kWh) | CEC (kW/ Annual kWh) |  | Monthly (kWh/ Annual kWh) | Avg Dmd (kW/ Annual kWh)
1999-01-01 |  | 0 | 0 |  |  | 0 | 0
1999-02-01 |  | 0 | 0 |  |  | 0 | 0
1999-03-01 |  | 0 | 0 |  |  | 0 | 0
1999-04-01 |  | 0 | 0 |  |  | 0 | 0
1999-05-01 |  | 0 | 0 |  |  | 0 | 0
1999-06-01 |  | 0 | 0 |  |  | 0 | 0
1999-07-01 |  | 0 | 0 |  |  | 0 | 0
1999-08-01 |  | 0 | 0 |  |  | 0 | 0
1999-09-01 |  | 0 | 0 |  |  | 0 | 0
1999-10-01 |  | 0 | 0 |  |  | 0 | 0
1999-11-01 |  | 0 | 0 |  |  | 0 | 0
1999-12-01 |  | 0 | 0 |  |  | 0 | 0
0 -13 |  | CP (kW / Annual kWh) | NCP (kW/ Annual kWh) | CEC (kW/ Annual kWh) |  | Monthly (kWh/ Annual kWh) | Avg Dmd (kW/ Annual kWh)
1999-01-01 |  | 0 | 0 |  |  | 0 | 0
1999-02-01 |  | 0 | 0 |  |  | 0 | 0
1999-03-01 |  | 0 | 0 |  |  | 0 | 0
1999-04-01 |  | 0 | 0 |  |  | 0 | 0
1999-05-01 |  | 0 | 0 |  |  | 0 | 0
1999-06-01 |  | 0 | 0 |  |  | 0 | 0
1999-07-01 |  | 0 | 0 |  |  | 0 | 0
1999-08-01 |  | 0 | 0 |  |  | 0 | 0
1999-09-01 |  | 0 | 0 |  |  | 0 | 0
1999-10-01 |  | 0 | 0 |  |  | 0 | 0
1999-11-01 |  | 0 | 0 |  |  | 0 | 0
1999-12-01 |  | 0 | 0 |  |  | 0 | 0
0 -16 |  | CP (kW / Annual kWh) | NCP (kW/ Annual kWh) | CEC (kW/ Annual kWh) |  | Monthly (kWh/ Annual kWh) | Avg Dmd (kW/ Annual kWh)
1999-01-01 |  | 0 | 0 |  |  | 0 | 0
1999-02-01 |  | 0 | 0 |  |  | 0 | 0
1999-03-01 |  | 0 | 0 |  |  | 0 | 0
1999-04-01 |  | 0 | 0 |  |  | 0 | 0
1999-05-01 |  | 0 | 0 |  |  | 0 | 0
1999-06-01 |  | 0 | 0 |  |  | 0 | 0
1999-07-01 |  | 0 | 0 |  |  | 0 | 0
1999-08-01 |  | 0 | 0 |  |  | 0 | 0
1999-09-01 |  | 0 | 0 |  |  | 0 | 0
1999-10-01 |  | 0 | 0 |  |  | 0 | 0
1999-11-01 |  | 0 | 0 |  |  | 0 | 0
1999-12-01 |  | 0 | 0 |  |  | 0 | 0
0 -1 |  | CP (kW / Annual kWh) | NCP (kW/ Annual kWh) | CEC (kW/ Annual kWh) |  | Monthly (kWh/ Annual kWh) | Avg Dmd (kW/ Annual kWh)
1999-01-01 |  | 0 | 0 |  |  | 0 | 0
1999-02-01 |  | 0 | 0 |  |  | 0 | 0
1999-03-01 |  | 0 | 0 |  |  | 0 | 0
1999-04-01 |  | 0 | 0 |  |  | 0 | 0
1999-05-01 |  | 0 | 0 |  |  | 0 | 0
1999-06-01 |  | 0 | 0 |  |  | 0 | 0
1999-07-01 |  | 0 | 0 |  |  | 0 | 0
1999-08-01 |  | 0 | 0 |  |  | 0 | 0
1999-09-01 |  | 0 | 0 |  |  | 0 | 0
1999-10-01 |  | 0 | 0 |  |  | 0 | 0
1999-11-01 |  | 0 | 0 |  |  | 0 | 0
1999-12-01 |  | 0 | 0 |  |  | 0 | 0
0 -2 |  | CP (kW / Annual kWh) | NCP (kW/ Annual kWh) | CEC (kW/ Annual kWh) |  | Monthly (kWh/ Annual kWh) | Avg Dmd (kW/ Annual kWh)
1999-01-01 |  | 0 | 0 |  |  | 0 | 0
1999-02-01 |  | 0 | 0 |  |  | 0 | 0
1999-03-01 |  | 0 | 0 |  |  | 0 | 0
1999-04-01 |  | 0 | 0 |  |  | 0 | 0
1999-05-01 |  | 0 | 0 |  |  | 0 | 0
1999-06-01 |  | 0 | 0 |  |  | 0 | 0
1999-07-01 |  | 0 | 0 |  |  | 0 | 0
1999-08-01 |  | 0 | 0 |  |  | 0 | 0
1999-09-01 |  | 0 | 0 |  |  | 0 | 0
1999-10-01 |  | 0 | 0 |  |  | 0 | 0
1999-11-01 |  | 0 | 0 |  |  | 0 | 0
1999-12-01 |  | 0 | 0 |  |  | 0 | 0
0 -3A |  | CP (kW / Annual kWh) | NCP (kW/ Annual kWh) | CEC (kW/ Annual kWh) |  | Monthly (kWh/ Annual kWh) | Avg Dmd (kW/ Annual kWh)
1999-01-01 |  | 0 | 0 |  |  | 0 | 0
1999-02-01 |  | 0 | 0 |  |  | 0 | 0
1999-03-01 |  | 0 | 0 |  |  | 0 | 0
1999-04-01 |  | 0 | 0 |  |  | 0 | 0
1999-05-01 |  | 0 | 0 |  |  | 0 | 0
1999-06-01 |  | 0 | 0 |  |  | 0 | 0
1999-07-01 |  | 0 | 0 |  |  | 0 | 0
1999-08-01 |  | 0 | 0 |  |  | 0 | 0
1999-09-01 |  | 0 | 0 |  |  | 0 | 0
1999-10-01 |  | 0 | 0 |  |  | 0 | 0
1999-11-01 |  | 0 | 0 |  |  | 0 | 0
1999-12-01 |  | 0 | 0 |  |  | 0 | 0
0 -3B |  | CP (kW / Annual kWh) | NCP (kW/ Annual kWh) | CEC (kW/ Annual kWh) |  | Monthly (kWh/ Annual kWh) | Avg Dmd (kW/ Annual kWh)
1999-01-01 |  | 0 | 0 |  |  | 0 | 0
1999-02-01 |  | 0 | 0 |  |  | 0 | 0
1999-03-01 |  | 0 | 0 |  |  | 0 | 0
1999-04-01 |  | 0 | 0 |  |  | 0 | 0
1999-05-01 |  | 0 | 0 |  |  | 0 | 0
1999-06-01 |  | 0 | 0 |  |  | 0 | 0
1999-07-01 |  | 0 | 0 |  |  | 0 | 0
1999-08-01 |  | 0 | 0 |  |  | 0 | 0
1999-09-01 |  | 0 | 0 |  |  | 0 | 0
1999-10-01 |  | 0 | 0 |  |  | 0 | 0
1999-11-01 |  | 0 | 0 |  |  | 0 | 0
1999-12-01 |  | 0 | 0 |  |  | 0 | 0
0 -4 |  | CP (kW / Annual kWh) | NCP (kW/ Annual kWh) | CEC (kW/ Annual kWh) |  | Monthly (kWh/ Annual kWh) | Avg Dmd (kW/ Annual kWh)
1999-01-01 |  | 0 | 0 |  |  | 0 | 0
1999-02-01 |  | 0 | 0 |  |  | 0 | 0
1999-03-01 |  | 0 | 0 |  |  | 0 | 0
1999-04-01 |  | 0 | 0 |  |  | 0 | 0
1999-05-01 |  | 0 | 0 |  |  | 0 | 0
1999-06-01 |  | 0 | 0 |  |  | 0 | 0
1999-07-01 |  | 0 | 0 |  |  | 0 | 0
1999-08-01 |  | 0 | 0 |  |  | 0 | 0
1999-09-01 |  | 0 | 0 |  |  | 0 | 0
1999-10-01 |  | 0 | 0 |  |  | 0 | 0
1999-11-01 |  | 0 | 0 |  |  | 0 | 0
1999-12-01 |  | 0 | 0 |  |  | 0 | 0
0 -5 |  | CP (kW / Annual kWh) | NCP (kW/ Annual kWh) | CEC (kW/ Annual kWh) |  | Monthly (kWh/ Annual kWh) | Avg Dmd (kW/ Annual kWh)
1999-01-01 |  | 0 | 0 |  |  | 0 | 0
1999-02-01 |  | 0 | 0 |  |  | 0 | 0
1999-03-01 |  | 0 | 0 |  |  | 0 | 0
1999-04-01 |  | 0 | 0 |  |  | 0 | 0
1999-05-01 |  | 0 | 0 |  |  | 0 | 0
1999-06-01 |  | 0 | 0 |  |  | 0 | 0
1999-07-01 |  | 0 | 0 |  |  | 0 | 0
1999-08-01 |  | 0 | 0 |  |  | 0 | 0
1999-09-01 |  | 0 | 0 |  |  | 0 | 0
1999-10-01 |  | 0 | 0 |  |  | 0 | 0
1999-11-01 |  | 0 | 0 |  |  | 0 | 0
1999-12-01 |  | 0 | 0 |  |  | 0 | 0
0 -11 |  | CP (kW / Annual kWh) | NCP (kW/ Annual kWh) | CEC (kW/ Annual kWh) |  | Monthly (kWh/ Annual kWh) | Avg Dmd (kW/ Annual kWh)
1999-01-01 |  | 0 | 0 |  |  | 0 | 0
1999-02-01 |  | 0 | 0 |  |  | 0 | 0
1999-03-01 |  | 0 | 0 |  |  | 0 | 0
1999-04-01 |  | 0 | 0 |  |  | 0 | 0
1999-05-01 |  | 0 | 0 |  |  | 0 | 0
1999-06-01 |  | 0 | 0 |  |  | 0 | 0
1999-07-01 |  | 0 | 0 |  |  | 0 | 0
1999-08-01 |  | 0 | 0 |  |  | 0 | 0
1999-09-01 |  | 0 | 0 |  |  | 0 | 0
1999-10-01 |  | 0 | 0 |  |  | 0 | 0
1999-11-01 |  | 0 | 0 |  |  | 0 | 0
1999-12-01 |  | 0 | 0 |  |  | 0 | 0
0 -12 |  | CP (kW / Annual kWh) | NCP (kW/ Annual kWh) | CEC (kW/ Annual kWh) |  | Monthly (kWh/ Annual kWh) | Avg Dmd (kW/ Annual kWh)
1999-01-01 |  | 0 | 0 |  |  | 0 | 0
1999-02-01 |  | 0 | 0 |  |  | 0 | 0
1999-03-01 |  | 0 | 0 |  |  | 0 | 0
1999-04-01 |  | 0 | 0 |  |  | 0 | 0
1999-05-01 |  | 0 | 0 |  |  | 0 | 0
1999-06-01 |  | 0 | 0 |  |  | 0 | 0
1999-07-01 |  | 0 | 0 |  |  | 0 | 0
1999-08-01 |  | 0 | 0 |  |  | 0 | 0
1999-09-01 |  | 0 | 0 |  |  | 0 | 0
1999-10-01 |  | 0 | 0 |  |  | 0 | 0
1999-11-01 |  | 0 | 0 |  |  | 0 | 0
1999-12-01 |  | 0 | 0 |  |  | 0 | 0
0 -13 |  | CP (kW / Annual kWh) | NCP (kW/ Annual kWh) | CEC (kW/ Annual kWh) |  | Monthly (kWh/ Annual kWh) | Avg Dmd (kW/ Annual kWh)
1999-01-01 |  | 0 | 0 |  |  | 0 | 0
1999-02-01 |  | 0 | 0 |  |  | 0 | 0
1999-03-01 |  | 0 | 0 |  |  | 0 | 0
1999-04-01 |  | 0 | 0 |  |  | 0 | 0
1999-05-01 |  | 0 | 0 |  |  | 0 | 0
1999-06-01 |  | 0 | 0 |  |  | 0 | 0
1999-07-01 |  | 0 | 0 |  |  | 0 | 0
1999-08-01 |  | 0 | 0 |  |  | 0 | 0
1999-09-01 |  | 0 | 0 |  |  | 0 | 0
1999-10-01 |  | 0 | 0 |  |  | 0 | 0
1999-11-01 |  | 0 | 0 |  |  | 0 | 0
1999-12-01 |  | 0 | 0 |  |  | 0 | 0
0 -16 |  | CP (kW / Annual kWh) | NCP (kW/ Annual kWh) | CEC (kW/ Annual kWh) |  | Monthly (kWh/ Annual kWh) | Avg Dmd (kW/ Annual kWh)
1999-01-01 |  | 0 | 0 |  |  | 0 | 0
1999-02-01 |  | 0 | 0 |  |  | 0 | 0
1999-03-01 |  | 0 | 0 |  |  | 0 | 0
1999-04-01 |  | 0 | 0 |  |  | 0 | 0
1999-05-01 |  | 0 | 0 |  |  | 0 | 0
1999-06-01 |  | 0 | 0 |  |  | 0 | 0
1999-07-01 |  | 0 | 0 |  |  | 0 | 0
1999-08-01 |  | 0 | 0 |  |  | 0 | 0
1999-09-01 |  | 0 | 0 |  |  | 0 | 0
1999-10-01 |  | 0 | 0 |  |  | 0 | 0
1999-11-01 |  | 0 | 0 |  |  | 0 | 0
1999-12-01 |  | 0 | 0 |  |  | 0 | 0
0 -1 |  | CP (kW / Annual kWh) | NCP (kW/ Annual kWh) | CEC (kW/ Annual kWh) |  | Monthly (kWh/ Annual kWh) | Avg Dmd (kW/ Annual kWh)
1999-01-01 |  | 0 | 0 |  |  | 0 | 0
1999-02-01 |  | 0 | 0 |  |  | 0 | 0
1999-03-01 |  | 0 | 0 |  |  | 0 | 0
1999-04-01 |  | 0 | 0 |  |  | 0 | 0
1999-05-01 |  | 0 | 0 |  |  | 0 | 0
1999-06-01 |  | 0 | 0 |  |  | 0 | 0
1999-07-01 |  | 0 | 0 |  |  | 0 | 0
1999-08-01 |  | 0 | 0 |  |  | 0 | 0
1999-09-01 |  | 0 | 0 |  |  | 0 | 0
1999-10-01 |  | 0 | 0 |  |  | 0 | 0
1999-11-01 |  | 0 | 0 |  |  | 0 | 0
1999-12-01 |  | 0 | 0 |  |  | 0 | 0
0 -2 |  | CP (kW / Annual kWh) | NCP (kW/ Annual kWh) | CEC (kW/ Annual kWh) |  | Monthly (kWh/ Annual kWh) | Avg Dmd (kW/ Annual kWh)
1999-01-01 |  | 0 | 0 |  |  | 0 | 0
1999-02-01 |  | 0 | 0 |  |  | 0 | 0
1999-03-01 |  | 0 | 0 |  |  | 0 | 0
1999-04-01 |  | 0 | 0 |  |  | 0 | 0
1999-05-01 |  | 0 | 0 |  |  | 0 | 0
1999-06-01 |  | 0 | 0 |  |  | 0 | 0
1999-07-01 |  | 0 | 0 |  |  | 0 | 0
1999-08-01 |  | 0 | 0 |  |  | 0 | 0
1999-09-01 |  | 0 | 0 |  |  | 0 | 0
1999-10-01 |  | 0 | 0 |  |  | 0 | 0
1999-11-01 |  | 0 | 0 |  |  | 0 | 0
1999-12-01 |  | 0 | 0 |  |  | 0 | 0
0 -3A |  | CP (kW / Annual kWh) | NCP (kW/ Annual kWh) | CEC (kW/ Annual kWh) |  | Monthly (kWh/ Annual kWh) | Avg Dmd (kW/ Annual kWh)
1999-01-01 |  | 0 | 0 |  |  | 0 | 0
1999-02-01 |  | 0 | 0 |  |  | 0 | 0
1999-03-01 |  | 0 | 0 |  |  | 0 | 0
1999-04-01 |  | 0 | 0 |  |  | 0 | 0
1999-05-01 |  | 0 | 0 |  |  | 0 | 0
1999-06-01 |  | 0 | 0 |  |  | 0 | 0
1999-07-01 |  | 0 | 0 |  |  | 0 | 0
1999-08-01 |  | 0 | 0 |  |  | 0 | 0
1999-09-01 |  | 0 | 0 |  |  | 0 | 0
1999-10-01 |  | 0 | 0 |  |  | 0 | 0
1999-11-01 |  | 0 | 0 |  |  | 0 | 0
1999-12-01 |  | 0 | 0 |  |  | 0 | 0
0 -3B |  | CP (kW / Annual kWh) | NCP (kW/ Annual kWh) | CEC (kW/ Annual kWh) |  | Monthly (kWh/ Annual kWh) | Avg Dmd (kW/ Annual kWh)
1999-01-01 |  | 0 | 0 |  |  | 0 | 0
1999-02-01 |  | 0 | 0 |  |  | 0 | 0
1999-03-01 |  | 0 | 0 |  |  | 0 | 0
1999-04-01 |  | 0 | 0 |  |  | 0 | 0
1999-05-01 |  | 0 | 0 |  |  | 0 | 0
1999-06-01 |  | 0 | 0 |  |  | 0 | 0
1999-07-01 |  | 0 | 0 |  |  | 0 | 0
1999-08-01 |  | 0 | 0 |  |  | 0 | 0
1999-09-01 |  | 0 | 0 |  |  | 0 | 0
1999-10-01 |  | 0 | 0 |  |  | 0 | 0
1999-11-01 |  | 0 | 0 |  |  | 0 | 0
1999-12-01 |  | 0 | 0 |  |  | 0 | 0
0 -4 |  | CP (kW / Annual kWh) | NCP (kW/ Annual kWh) | CEC (kW/ Annual kWh) |  | Monthly (kWh/ Annual kWh) | Avg Dmd (kW/ Annual kWh)
1999-01-01 |  | 0 | 0 |  |  | 0 | 0
1999-02-01 |  | 0 | 0 |  |  | 0 | 0
1999-03-01 |  | 0 | 0 |  |  | 0 | 0
1999-04-01 |  | 0 | 0 |  |  | 0 | 0
1999-05-01 |  | 0 | 0 |  |  | 0 | 0
1999-06-01 |  | 0 | 0 |  |  | 0 | 0
1999-07-01 |  | 0 | 0 |  |  | 0 | 0
1999-08-01 |  | 0 | 0 |  |  | 0 | 0
1999-09-01 |  | 0 | 0 |  |  | 0 | 0
1999-10-01 |  | 0 | 0 |  |  | 0 | 0
1999-11-01 |  | 0 | 0 |  |  | 0 | 0
1999-12-01 |  | 0 | 0 |  |  | 0 | 0
0 -5 |  | CP (kW / Annual kWh) | NCP (kW/ Annual kWh) | CEC (kW/ Annual kWh) |  | Monthly (kWh/ Annual kWh) | Avg Dmd (kW/ Annual kWh)
1999-01-01 |  | 0 | 0 |  |  | 0 | 0
1999-02-01 |  | 0 | 0 |  |  | 0 | 0
1999-03-01 |  | 0 | 0 |  |  | 0 | 0
1999-04-01 |  | 0 | 0 |  |  | 0 | 0
1999-05-01 |  | 0 | 0 |  |  | 0 | 0
1999-06-01 |  | 0 | 0 |  |  | 0 | 0
1999-07-01 |  | 0 | 0 |  |  | 0 | 0
1999-08-01 |  | 0 | 0 |  |  | 0 | 0
1999-09-01 |  | 0 | 0 |  |  | 0 | 0
1999-10-01 |  | 0 | 0 |  |  | 0 | 0
1999-11-01 |  | 0 | 0 |  |  | 0 | 0
1999-12-01 |  | 0 | 0 |  |  | 0 | 0
0 -11 |  | CP (kW / Annual kWh) | NCP (kW/ Annual kWh) | CEC (kW/ Annual kWh) |  | Monthly (kWh/ Annual kWh) | Avg Dmd (kW/ Annual kWh)
1999-01-01 |  | 0 | 0 |  |  | 0 | 0
1999-02-01 |  | 0 | 0 |  |  | 0 | 0
1999-03-01 |  | 0 | 0 |  |  | 0 | 0
1999-04-01 |  | 0 | 0 |  |  | 0 | 0
1999-05-01 |  | 0 | 0 |  |  | 0 | 0
1999-06-01 |  | 0 | 0 |  |  | 0 | 0
1999-07-01 |  | 0 | 0 |  |  | 0 | 0
1999-08-01 |  | 0 | 0 |  |  | 0 | 0
1999-09-01 |  | 0 | 0 |  |  | 0 | 0
1999-10-01 |  | 0 | 0 |  |  | 0 | 0
1999-11-01 |  | 0 | 0 |  |  | 0 | 0
1999-12-01 |  | 0 | 0 |  |  | 0 | 0
0 -12 |  | CP (kW / Annual kWh) | NCP (kW/ Annual kWh) | CEC (kW/ Annual kWh) |  | Monthly (kWh/ Annual kWh) | Avg Dmd (kW/ Annual kWh)
1999-01-01 |  | 0 | 0 |  |  | 0 | 0
1999-02-01 |  | 0 | 0 |  |  | 0 | 0
1999-03-01 |  | 0 | 0 |  |  | 0 | 0
1999-04-01 |  | 0 | 0 |  |  | 0 | 0
1999-05-01 |  | 0 | 0 |  |  | 0 | 0
1999-06-01 |  | 0 | 0 |  |  | 0 | 0
1999-07-01 |  | 0 | 0 |  |  | 0 | 0
1999-08-01 |  | 0 | 0 |  |  | 0 | 0
1999-09-01 |  | 0 | 0 |  |  | 0 | 0
1999-10-01 |  | 0 | 0 |  |  | 0 | 0
1999-11-01 |  | 0 | 0 |  |  | 0 | 0
1999-12-01 |  | 0 | 0 |  |  | 0 | 0
0 -13 |  | CP (kW / Annual kWh) | NCP (kW/ Annual kWh) | CEC (kW/ Annual kWh) |  | Monthly (kWh/ Annual kWh) | Avg Dmd (kW/ Annual kWh)
1999-01-01 |  | 0 | 0 |  |  | 0 | 0
1999-02-01 |  | 0 | 0 |  |  | 0 | 0
1999-03-01 |  | 0 | 0 |  |  | 0 | 0
1999-04-01 |  | 0 | 0 |  |  | 0 | 0
1999-05-01 |  | 0 | 0 |  |  | 0 | 0
1999-06-01 |  | 0 | 0 |  |  | 0 | 0
1999-07-01 |  | 0 | 0 |  |  | 0 | 0
1999-08-01 |  | 0 | 0 |  |  | 0 | 0
1999-09-01 |  | 0 | 0 |  |  | 0 | 0
1999-10-01 |  | 0 | 0 |  |  | 0 | 0
1999-11-01 |  | 0 | 0 |  |  | 0 | 0
1999-12-01 |  | 0 | 0 |  |  | 0 | 0
0 -16 |  | CP (kW / Annual kWh) | NCP (kW/ Annual kWh) | CEC (kW/ Annual kWh) |  | Monthly (kWh/ Annual kWh) | Avg Dmd (kW/ Annual kWh)
1999-01-01 |  | 0 | 0 |  |  | 0 | 0
1999-02-01 |  | 0 | 0 |  |  | 0 | 0
1999-03-01 |  | 0 | 0 |  |  | 0 | 0
1999-04-01 |  | 0 | 0 |  |  | 0 | 0
1999-05-01 |  | 0 | 0 |  |  | 0 | 0
1999-06-01 |  | 0 | 0 |  |  | 0 | 0
1999-07-01 |  | 0 | 0 |  |  | 0 | 0
1999-08-01 |  | 0 | 0 |  |  | 0 | 0
1999-09-01 |  | 0 | 0 |  |  | 0 | 0
1999-10-01 |  | 0 | 0 |  |  | 0 | 0
1999-11-01 |  | 0 | 0 |  |  | 0 | 0
1999-12-01 |  | 0 | 0 |  |  | 0 | 0
0 -1 |  | CP (kW / Annual kWh) | NCP (kW/ Annual kWh) | CEC (kW/ Annual kWh) |  | Monthly (kWh/ Annual kWh) | Avg Dmd (kW/ Annual kWh)
1999-01-01 |  | 0 | 0 |  |  | 0 | 0
1999-02-01 |  | 0 | 0 |  |  | 0 | 0
1999-03-01 |  | 0 | 0 |  |  | 0 | 0
1999-04-01 |  | 0 | 0 |  |  | 0 | 0
1999-05-01 |  | 0 | 0 |  |  | 0 | 0
1999-06-01 |  | 0 | 0 |  |  | 0 | 0
1999-07-01 |  | 0 | 0 |  |  | 0 | 0
1999-08-01 |  | 0 | 0 |  |  | 0 | 0
1999-09-01 |  | 0 | 0 |  |  | 0 | 0
1999-10-01 |  | 0 | 0 |  |  | 0 | 0
1999-11-01 |  | 0 | 0 |  |  | 0 | 0
1999-12-01 |  | 0 | 0 |  |  | 0 | 0
0 -2 |  | CP (kW / Annual kWh) | NCP (kW/ Annual kWh) | CEC (kW/ Annual kWh) |  | Monthly (kWh/ Annual kWh) | Avg Dmd (kW/ Annual kWh)
1999-01-01 |  | 0 | 0 |  |  | 0 | 0
1999-02-01 |  | 0 | 0 |  |  | 0 | 0
1999-03-01 |  | 0 | 0 |  |  | 0 | 0
1999-04-01 |  | 0 | 0 |  |  | 0 | 0
1999-05-01 |  | 0 | 0 |  |  | 0 | 0
1999-06-01 |  | 0 | 0 |  |  | 0 | 0
1999-07-01 |  | 0 | 0 |  |  | 0 | 0
1999-08-01 |  | 0 | 0 |  |  | 0 | 0
1999-09-01 |  | 0 | 0 |  |  | 0 | 0
1999-10-01 |  | 0 | 0 |  |  | 0 | 0
1999-11-01 |  | 0 | 0 |  |  | 0 | 0
1999-12-01 |  | 0 | 0 |  |  | 0 | 0
0 -3A |  | CP (kW / Annual kWh) | NCP (kW/ Annual kWh) | CEC (kW/ Annual kWh) |  | Monthly (kWh/ Annual kWh) | Avg Dmd (kW/ Annual kWh)
1999-01-01 |  | 0 | 0 |  |  | 0 | 0
1999-02-01 |  | 0 | 0 |  |  | 0 | 0
1999-03-01 |  | 0 | 0 |  |  | 0 | 0
1999-04-01 |  | 0 | 0 |  |  | 0 | 0
1999-05-01 |  | 0 | 0 |  |  | 0 | 0
1999-06-01 |  | 0 | 0 |  |  | 0 | 0
1999-07-01 |  | 0 | 0 |  |  | 0 | 0
1999-08-01 |  | 0 | 0 |  |  | 0 | 0
1999-09-01 |  | 0 | 0 |  |  | 0 | 0
1999-10-01 |  | 0 | 0 |  |  | 0 | 0
1999-11-01 |  | 0 | 0 |  |  | 0 | 0
1999-12-01 |  | 0 | 0 |  |  | 0 | 0
0 -3B |  | CP (kW / Annual kWh) | NCP (kW/ Annual kWh) | CEC (kW/ Annual kWh) |  | Monthly (kWh/ Annual kWh) | Avg Dmd (kW/ Annual kWh)
1999-01-01 |  | 0 | 0 |  |  | 0 | 0
1999-02-01 |  | 0 | 0 |  |  | 0 | 0
1999-03-01 |  | 0 | 0 |  |  | 0 | 0
1999-04-01 |  | 0 | 0 |  |  | 0 | 0
1999-05-01 |  | 0 | 0 |  |  | 0 | 0
1999-06-01 |  | 0 | 0 |  |  | 0 | 0
1999-07-01 |  | 0 | 0 |  |  | 0 | 0
1999-08-01 |  | 0 | 0 |  |  | 0 | 0
1999-09-01 |  | 0 | 0 |  |  | 0 | 0
1999-10-01 |  | 0 | 0 |  |  | 0 | 0
1999-11-01 |  | 0 | 0 |  |  | 0 | 0
1999-12-01 |  | 0 | 0 |  |  | 0 | 0
0 -4 |  | CP (kW / Annual kWh) | NCP (kW/ Annual kWh) | CEC (kW/ Annual kWh) |  | Monthly (kWh/ Annual kWh) | Avg Dmd (kW/ Annual kWh)
1999-01-01 |  | 0 | 0 |  |  | 0 | 0
1999-02-01 |  | 0 | 0 |  |  | 0 | 0
1999-03-01 |  | 0 | 0 |  |  | 0 | 0
1999-04-01 |  | 0 | 0 |  |  | 0 | 0
1999-05-01 |  | 0 | 0 |  |  | 0 | 0
1999-06-01 |  | 0 | 0 |  |  | 0 | 0
1999-07-01 |  | 0 | 0 |  |  | 0 | 0
1999-08-01 |  | 0 | 0 |  |  | 0 | 0
1999-09-01 |  | 0 | 0 |  |  | 0 | 0
1999-10-01 |  | 0 | 0 |  |  | 0 | 0
1999-11-01 |  | 0 | 0 |  |  | 0 | 0
1999-12-01 |  | 0 | 0 |  |  | 0 | 0
0 -5 |  | CP (kW / Annual kWh) | NCP (kW/ Annual kWh) | CEC (kW/ Annual kWh) |  | Monthly (kWh/ Annual kWh) | Avg Dmd (kW/ Annual kWh)
1999-01-01 |  | 0 | 0 |  |  | 0 | 0
1999-02-01 |  | 0 | 0 |  |  | 0 | 0
1999-03-01 |  | 0 | 0 |  |  | 0 | 0
1999-04-01 |  | 0 | 0 |  |  | 0 | 0
1999-05-01 |  | 0 | 0 |  |  | 0 | 0
1999-06-01 |  | 0 | 0 |  |  | 0 | 0
1999-07-01 |  | 0 | 0 |  |  | 0 | 0
1999-08-01 |  | 0 | 0 |  |  | 0 | 0
1999-09-01 |  | 0 | 0 |  |  | 0 | 0
1999-10-01 |  | 0 | 0 |  |  | 0 | 0
1999-11-01 |  | 0 | 0 |  |  | 0 | 0
1999-12-01 |  | 0 | 0 |  |  | 0 | 0
0 -11 |  | CP (kW / Annual kWh) | NCP (kW/ Annual kWh) | CEC (kW/ Annual kWh) |  | Monthly (kWh/ Annual kWh) | Avg Dmd (kW/ Annual kWh)
1999-01-01 |  | 0 | 0 |  |  | 0 | 0
1999-02-01 |  | 0 | 0 |  |  | 0 | 0
1999-03-01 |  | 0 | 0 |  |  | 0 | 0
1999-04-01 |  | 0 | 0 |  |  | 0 | 0
1999-05-01 |  | 0 | 0 |  |  | 0 | 0
1999-06-01 |  | 0 | 0 |  |  | 0 | 0
1999-07-01 |  | 0 | 0 |  |  | 0 | 0
1999-08-01 |  | 0 | 0 |  |  | 0 | 0
1999-09-01 |  | 0 | 0 |  |  | 0 | 0
1999-10-01 |  | 0 | 0 |  |  | 0 | 0
1999-11-01 |  | 0 | 0 |  |  | 0 | 0
1999-12-01 |  | 0 | 0 |  |  | 0 | 0
0 -12 |  | CP (kW / Annual kWh) | NCP (kW/ Annual kWh) | CEC (kW/ Annual kWh) |  | Monthly (kWh/ Annual kWh) | Avg Dmd (kW/ Annual kWh)
1999-01-01 |  | 0 | 0 |  |  | 0 | 0
1999-02-01 |  | 0 | 0 |  |  | 0 | 0
1999-03-01 |  | 0 | 0 |  |  | 0 | 0
1999-04-01 |  | 0 | 0 |  |  | 0 | 0
1999-05-01 |  | 0 | 0 |  |  | 0 | 0
1999-06-01 |  | 0 | 0 |  |  | 0 | 0
1999-07-01 |  | 0 | 0 |  |  | 0 | 0
1999-08-01 |  | 0 | 0 |  |  | 0 | 0
1999-09-01 |  | 0 | 0 |  |  | 0 | 0
1999-10-01 |  | 0 | 0 |  |  | 0 | 0
1999-11-01 |  | 0 | 0 |  |  | 0 | 0
1999-12-01 |  | 0 | 0 |  |  | 0 | 0
0 -13 |  | CP (kW / Annual kWh) | NCP (kW/ Annual kWh) | CEC (kW/ Annual kWh) |  | Monthly (kWh/ Annual kWh) | Avg Dmd (kW/ Annual kWh)
1999-01-01 |  | 0 | 0 |  |  | 0 | 0
1999-02-01 |  | 0 | 0 |  |  | 0 | 0
1999-03-01 |  | 0 | 0 |  |  | 0 | 0
1999-04-01 |  | 0 | 0 |  |  | 0 | 0
1999-05-01 |  | 0 | 0 |  |  | 0 | 0
1999-06-01 |  | 0 | 0 |  |  | 0 | 0
1999-07-01 |  | 0 | 0 |  |  | 0 | 0
1999-08-01 |  | 0 | 0 |  |  | 0 | 0
1999-09-01 |  | 0 | 0 |  |  | 0 | 0
1999-10-01 |  | 0 | 0 |  |  | 0 | 0
1999-11-01 |  | 0 | 0 |  |  | 0 | 0
1999-12-01 |  | 0 | 0 |  |  | 0 | 0
0 -16 |  | CP (kW / Annual kWh) | NCP (kW/ Annual kWh) | CEC (kW/ Annual kWh) |  | Monthly (kWh/ Annual kWh) | Avg Dmd (kW/ Annual kWh)
1999-01-01 |  | 0 | 0 |  |  | 0 | 0
1999-02-01 |  | 0 | 0 |  |  | 0 | 0
1999-03-01 |  | 0 | 0 |  |  | 0 | 0
1999-04-01 |  | 0 | 0 |  |  | 0 | 0
1999-05-01 |  | 0 | 0 |  |  | 0 | 0
1999-06-01 |  | 0 | 0 |  |  | 0 | 0
1999-07-01 |  | 0 | 0 |  |  | 0 | 0
1999-08-01 |  | 0 | 0 |  |  | 0 | 0
1999-09-01 |  | 0 | 0 |  |  | 0 | 0
1999-10-01 |  | 0 | 0 |  |  | 0 | 0
1999-11-01 |  | 0 | 0 |  |  | 0 | 0
1999-12-01 |  | 0 | 0 |  |  | 0 | 0
0 -1 |  | CP (kW / Annual kWh) | NCP (kW/ Annual kWh) | CEC (kW/ Annual kWh) |  | Monthly (kWh/ Annual kWh) | Avg Dmd (kW/ Annual kWh)
1999-01-01 |  | 0 | 0 |  |  | 0 | 0
1999-02-01 |  | 0 | 0 |  |  | 0 | 0
1999-03-01 |  | 0 | 0 |  |  | 0 | 0
1999-04-01 |  | 0 | 0 |  |  | 0 | 0
1999-05-01 |  | 0 | 0 |  |  | 0 | 0
1999-06-01 |  | 0 | 0 |  |  | 0 | 0
1999-07-01 |  | 0 | 0 |  |  | 0 | 0
1999-08-01 |  | 0 | 0 |  |  | 0 | 0
1999-09-01 |  | 0 | 0 |  |  | 0 | 0
1999-10-01 |  | 0 | 0 |  |  | 0 | 0
1999-11-01 |  | 0 | 0 |  |  | 0 | 0
1999-12-01 |  | 0 | 0 |  |  | 0 | 0
0 -2 |  | CP (kW / Annual kWh) | NCP (kW/ Annual kWh) | CEC (kW/ Annual kWh) |  | Monthly (kWh/ Annual kWh) | Avg Dmd (kW/ Annual kWh)
1999-01-01 |  | 0 | 0 |  |  | 0 | 0
1999-02-01 |  | 0 | 0 |  |  | 0 | 0
1999-03-01 |  | 0 | 0 |  |  | 0 | 0
1999-04-01 |  | 0 | 0 |  |  | 0 | 0
1999-05-01 |  | 0 | 0 |  |  | 0 | 0
1999-06-01 |  | 0 | 0 |  |  | 0 | 0
1999-07-01 |  | 0 | 0 |  |  | 0 | 0
1999-08-01 |  | 0 | 0 |  |  | 0 | 0
1999-09-01 |  | 0 | 0 |  |  | 0 | 0
1999-10-01 |  | 0 | 0 |  |  | 0 | 0
1999-11-01 |  | 0 | 0 |  |  | 0 | 0
1999-12-01 |  | 0 | 0 |  |  | 0 | 0
0 -3A |  | CP (kW / Annual kWh) | NCP (kW/ Annual kWh) | CEC (kW/ Annual kWh) |  | Monthly (kWh/ Annual kWh) | Avg Dmd (kW/ Annual kWh)
1999-01-01 |  | 0 | 0 |  |  | 0 | 0
1999-02-01 |  | 0 | 0 |  |  | 0 | 0
1999-03-01 |  | 0 | 0 |  |  | 0 | 0
1999-04-01 |  | 0 | 0 |  |  | 0 | 0
1999-05-01 |  | 0 | 0 |  |  | 0 | 0
1999-06-01 |  | 0 | 0 |  |  | 0 | 0
1999-07-01 |  | 0 | 0 |  |  | 0 | 0
1999-08-01 |  | 0 | 0 |  |  | 0 | 0
1999-09-01 |  | 0 | 0 |  |  | 0 | 0
1999-10-01 |  | 0 | 0 |  |  | 0 | 0
1999-11-01 |  | 0 | 0 |  |  | 0 | 0
1999-12-01 |  | 0 | 0 |  |  | 0 | 0
0 -3B |  | CP (kW / Annual kWh) | NCP (kW/ Annual kWh) | CEC (kW/ Annual kWh) |  | Monthly (kWh/ Annual kWh) | Avg Dmd (kW/ Annual kWh)
1999-01-01 |  | 0 | 0 |  |  | 0 | 0
1999-02-01 |  | 0 | 0 |  |  | 0 | 0
1999-03-01 |  | 0 | 0 |  |  | 0 | 0
1999-04-01 |  | 0 | 0 |  |  | 0 | 0
1999-05-01 |  | 0 | 0 |  |  | 0 | 0
1999-06-01 |  | 0 | 0 |  |  | 0 | 0
1999-07-01 |  | 0 | 0 |  |  | 0 | 0
1999-08-01 |  | 0 | 0 |  |  | 0 | 0
1999-09-01 |  | 0 | 0 |  |  | 0 | 0
1999-10-01 |  | 0 | 0 |  |  | 0 | 0
1999-11-01 |  | 0 | 0 |  |  | 0 | 0
1999-12-01 |  | 0 | 0 |  |  | 0 | 0
0 -4 |  | CP (kW / Annual kWh) | NCP (kW/ Annual kWh) | CEC (kW/ Annual kWh) |  | Monthly (kWh/ Annual kWh) | Avg Dmd (kW/ Annual kWh)
1999-01-01 |  | 0 | 0 |  |  | 0 | 0
1999-02-01 |  | 0 | 0 |  |  | 0 | 0
1999-03-01 |  | 0 | 0 |  |  | 0 | 0
1999-04-01 |  | 0 | 0 |  |  | 0 | 0
1999-05-01 |  | 0 | 0 |  |  | 0 | 0
1999-06-01 |  | 0 | 0 |  |  | 0 | 0
1999-07-01 |  | 0 | 0 |  |  | 0 | 0
1999-08-01 |  | 0 | 0 |  |  | 0 | 0
1999-09-01 |  | 0 | 0 |  |  | 0 | 0
1999-10-01 |  | 0 | 0 |  |  | 0 | 0
1999-11-01 |  | 0 | 0 |  |  | 0 | 0
1999-12-01 |  | 0 | 0 |  |  | 0 | 0
0 -5 |  | CP (kW / Annual kWh) | NCP (kW/ Annual kWh) | CEC (kW/ Annual kWh) |  | Monthly (kWh/ Annual kWh) | Avg Dmd (kW/ Annual kWh)
1999-01-01 |  | 0 | 0 |  |  | 0 | 0
1999-02-01 |  | 0 | 0 |  |  | 0 | 0
1999-03-01 |  | 0 | 0 |  |  | 0 | 0
1999-04-01 |  | 0 | 0 |  |  | 0 | 0
1999-05-01 |  | 0 | 0 |  |  | 0 | 0
1999-06-01 |  | 0 | 0 |  |  | 0 | 0
1999-07-01 |  | 0 | 0 |  |  | 0 | 0
1999-08-01 |  | 0 | 0 |  |  | 0 | 0
1999-09-01 |  | 0 | 0 |  |  | 0 | 0
1999-10-01 |  | 0 | 0 |  |  | 0 | 0
1999-11-01 |  | 0 | 0 |  |  | 0 | 0
1999-12-01 |  | 0 | 0 |  |  | 0 | 0
0 -11 |  | CP (kW / Annual kWh) | NCP (kW/ Annual kWh) | CEC (kW/ Annual kWh) |  | Monthly (kWh/ Annual kWh) | Avg Dmd (kW/ Annual kWh)
1999-01-01 |  | 0 | 0 |  |  | 0 | 0
1999-02-01 |  | 0 | 0 |  |  | 0 | 0
1999-03-01 |  | 0 | 0 |  |  | 0 | 0
1999-04-01 |  | 0 | 0 |  |  | 0 | 0
1999-05-01 |  | 0 | 0 |  |  | 0 | 0
1999-06-01 |  | 0 | 0 |  |  | 0 | 0
1999-07-01 |  | 0 | 0 |  |  | 0 | 0
1999-08-01 |  | 0 | 0 |  |  | 0 | 0
1999-09-01 |  | 0 | 0 |  |  | 0 | 0
1999-10-01 |  | 0 | 0 |  |  | 0 | 0
1999-11-01 |  | 0 | 0 |  |  | 0 | 0
1999-12-01 |  | 0 | 0 |  |  | 0 | 0
0 -12 |  | CP (kW / Annual kWh) | NCP (kW/ Annual kWh) | CEC (kW/ Annual kWh) |  | Monthly (kWh/ Annual kWh) | Avg Dmd (kW/ Annual kWh)
1999-01-01 |  | 0 | 0 |  |  | 0 | 0
1999-02-01 |  | 0 | 0 |  |  | 0 | 0
1999-03-01 |  | 0 | 0 |  |  | 0 | 0
1999-04-01 |  | 0 | 0 |  |  | 0 | 0
1999-05-01 |  | 0 | 0 |  |  | 0 | 0
1999-06-01 |  | 0 | 0 |  |  | 0 | 0
1999-07-01 |  | 0 | 0 |  |  | 0 | 0
1999-08-01 |  | 0 | 0 |  |  | 0 | 0
1999-09-01 |  | 0 | 0 |  |  | 0 | 0
1999-10-01 |  | 0 | 0 |  |  | 0 | 0
1999-11-01 |  | 0 | 0 |  |  | 0 | 0
1999-12-01 |  | 0 | 0 |  |  | 0 | 0
0 -13 |  | CP (kW / Annual kWh) | NCP (kW/ Annual kWh) | CEC (kW/ Annual kWh) |  | Monthly (kWh/ Annual kWh) | Avg Dmd (kW/ Annual kWh)
1999-01-01 |  | 0 | 0 |  |  | 0 | 0
1999-02-01 |  | 0 | 0 |  |  | 0 | 0
1999-03-01 |  | 0 | 0 |  |  | 0 | 0
1999-04-01 |  | 0 | 0 |  |  | 0 | 0
1999-05-01 |  | 0 | 0 |  |  | 0 | 0
1999-06-01 |  | 0 | 0 |  |  | 0 | 0
1999-07-01 |  | 0 | 0 |  |  | 0 | 0
1999-08-01 |  | 0 | 0 |  |  | 0 | 0
1999-09-01 |  | 0 | 0 |  |  | 0 | 0
1999-10-01 |  | 0 | 0 |  |  | 0 | 0
1999-11-01 |  | 0 | 0 |  |  | 0 | 0
1999-12-01 |  | 0 | 0 |  |  | 0 | 0
0 -16 |  | CP (kW / Annual kWh) | NCP (kW/ Annual kWh) | CEC (kW/ Annual kWh) |  | Monthly (kWh/ Annual kWh) | Avg Dmd (kW/ Annual kWh)
1999-01-01 |  | 0 | 0 |  |  | 0 | 0
1999-02-01 |  | 0 | 0 |  |  | 0 | 0
1999-03-01 |  | 0 | 0 |  |  | 0 | 0
1999-04-01 |  | 0 | 0 |  |  | 0 | 0
1999-05-01 |  | 0 | 0 |  |  | 0 | 0
1999-06-01 |  | 0 | 0 |  |  | 0 | 0
1999-07-01 |  | 0 | 0 |  |  | 0 | 0
1999-08-01 |  | 0 | 0 |  |  | 0 | 0
1999-09-01 |  | 0 | 0 |  |  | 0 | 0
1999-10-01 |  | 0 | 0 |  |  | 0 | 0
1999-11-01 |  | 0 | 0 |  |  | 0 | 0
1999-12-01 |  | 0 | 0 |  |  | 0 | 0
0 -1 |  | CP (kW / Annual kWh) | NCP (kW/ Annual kWh) | CEC (kW/ Annual kWh) |  | Monthly (kWh/ Annual kWh) | Avg Dmd (kW/ Annual kWh)
1999-01-01 |  | 0 | 0 |  |  | 0 | 0
1999-02-01 |  | 0 | 0 |  |  | 0 | 0
1999-03-01 |  | 0 | 0 |  |  | 0 | 0
1999-04-01 |  | 0 | 0 |  |  | 0 | 0
1999-05-01 |  | 0 | 0 |  |  | 0 | 0
1999-06-01 |  | 0 | 0 |  |  | 0 | 0
1999-07-01 |  | 0 | 0 |  |  | 0 | 0
1999-08-01 |  | 0 | 0 |  |  | 0 | 0
1999-09-01 |  | 0 | 0 |  |  | 0 | 0
1999-10-01 |  | 0 | 0 |  |  | 0 | 0
1999-11-01 |  | 0 | 0 |  |  | 0 | 0
1999-12-01 |  | 0 | 0 |  |  | 0 | 0
0 -2 |  | CP (kW / Annual kWh) | NCP (kW/ Annual kWh) | CEC (kW/ Annual kWh) |  | Monthly (kWh/ Annual kWh) | Avg Dmd (kW/ Annual kWh)
1999-01-01 |  | 0 | 0 |  |  | 0 | 0
1999-02-01 |  | 0 | 0 |  |  | 0 | 0
1999-03-01 |  | 0 | 0 |  |  | 0 | 0
1999-04-01 |  | 0 | 0 |  |  | 0 | 0
1999-05-01 |  | 0 | 0 |  |  | 0 | 0
1999-06-01 |  | 0 | 0 |  |  | 0 | 0
1999-07-01 |  | 0 | 0 |  |  | 0 | 0
1999-08-01 |  | 0 | 0 |  |  | 0 | 0
1999-09-01 |  | 0 | 0 |  |  | 0 | 0
1999-10-01 |  | 0 | 0 |  |  | 0 | 0
1999-11-01 |  | 0 | 0 |  |  | 0 | 0
1999-12-01 |  | 0 | 0 |  |  | 0 | 0
0 -3A |  | CP (kW / Annual kWh) | NCP (kW/ Annual kWh) | CEC (kW/ Annual kWh) |  | Monthly (kWh/ Annual kWh) | Avg Dmd (kW/ Annual kWh)
1999-01-01 |  | 0 | 0 |  |  | 0 | 0
1999-02-01 |  | 0 | 0 |  |  | 0 | 0
1999-03-01 |  | 0 | 0 |  |  | 0 | 0
1999-04-01 |  | 0 | 0 |  |  | 0 | 0
1999-05-01 |  | 0 | 0 |  |  | 0 | 0
1999-06-01 |  | 0 | 0 |  |  | 0 | 0
1999-07-01 |  | 0 | 0 |  |  | 0 | 0
1999-08-01 |  | 0 | 0 |  |  | 0 | 0
1999-09-01 |  | 0 | 0 |  |  | 0 | 0
1999-10-01 |  | 0 | 0 |  |  | 0 | 0
1999-11-01 |  | 0 | 0 |  |  | 0 | 0
1999-12-01 |  | 0 | 0 |  |  | 0 | 0
0 -3B |  | CP (kW / Annual kWh) | NCP (kW/ Annual kWh) | CEC (kW/ Annual kWh) |  | Monthly (kWh/ Annual kWh) | Avg Dmd (kW/ Annual kWh)
1999-01-01 |  | 0 | 0 |  |  | 0 | 0
1999-02-01 |  | 0 | 0 |  |  | 0 | 0
1999-03-01 |  | 0 | 0 |  |  | 0 | 0
1999-04-01 |  | 0 | 0 |  |  | 0 | 0
1999-05-01 |  | 0 | 0 |  |  | 0 | 0
1999-06-01 |  | 0 | 0 |  |  | 0 | 0
1999-07-01 |  | 0 | 0 |  |  | 0 | 0
1999-08-01 |  | 0 | 0 |  |  | 0 | 0
1999-09-01 |  | 0 | 0 |  |  | 0 | 0
1999-10-01 |  | 0 | 0 |  |  | 0 | 0
1999-11-01 |  | 0 | 0 |  |  | 0 | 0
1999-12-01 |  | 0 | 0 |  |  | 0 | 0
0 -4 |  | CP (kW / Annual kWh) | NCP (kW/ Annual kWh) | CEC (kW/ Annual kWh) |  | Monthly (kWh/ Annual kWh) | Avg Dmd (kW/ Annual kWh)
1999-01-01 |  | 0 | 0 |  |  | 0 | 0
1999-02-01 |  | 0 | 0 |  |  | 0 | 0
1999-03-01 |  | 0 | 0 |  |  | 0 | 0
1999-04-01 |  | 0 | 0 |  |  | 0 | 0
1999-05-01 |  | 0 | 0 |  |  | 0 | 0
1999-06-01 |  | 0 | 0 |  |  | 0 | 0
1999-07-01 |  | 0 | 0 |  |  | 0 | 0
1999-08-01 |  | 0 | 0 |  |  | 0 | 0
1999-09-01 |  | 0 | 0 |  |  | 0 | 0
1999-10-01 |  | 0 | 0 |  |  | 0 | 0
1999-11-01 |  | 0 | 0 |  |  | 0 | 0
1999-12-01 |  | 0 | 0 |  |  | 0 | 0
0 -5 |  | CP (kW / Annual kWh) | NCP (kW/ Annual kWh) | CEC (kW/ Annual kWh) |  | Monthly (kWh/ Annual kWh) | Avg Dmd (kW/ Annual kWh)
1999-01-01 |  | 0 | 0 |  |  | 0 | 0
1999-02-01 |  | 0 | 0 |  |  | 0 | 0
1999-03-01 |  | 0 | 0 |  |  | 0 | 0
1999-04-01 |  | 0 | 0 |  |  | 0 | 0
1999-05-01 |  | 0 | 0 |  |  | 0 | 0
1999-06-01 |  | 0 | 0 |  |  | 0 | 0
1999-07-01 |  | 0 | 0 |  |  | 0 | 0
1999-08-01 |  | 0 | 0 |  |  | 0 | 0
1999-09-01 |  | 0 | 0 |  |  | 0 | 0
1999-10-01 |  | 0 | 0 |  |  | 0 | 0
1999-11-01 |  | 0 | 0 |  |  | 0 | 0
1999-12-01 |  | 0 | 0 |  |  | 0 | 0
0 -11 |  | CP (kW / Annual kWh) | NCP (kW/ Annual kWh) | CEC (kW/ Annual kWh) |  | Monthly (kWh/ Annual kWh) | Avg Dmd (kW/ Annual kWh)
1999-01-01 |  | 0 | 0 |  |  | 0 | 0
1999-02-01 |  | 0 | 0 |  |  | 0 | 0
1999-03-01 |  | 0 | 0 |  |  | 0 | 0
1999-04-01 |  | 0 | 0 |  |  | 0 | 0
1999-05-01 |  | 0 | 0 |  |  | 0 | 0
1999-06-01 |  | 0 | 0 |  |  | 0 | 0
1999-07-01 |  | 0 | 0 |  |  | 0 | 0
1999-08-01 |  | 0 | 0 |  |  | 0 | 0
1999-09-01 |  | 0 | 0 |  |  | 0 | 0
1999-10-01 |  | 0 | 0 |  |  | 0 | 0
1999-11-01 |  | 0 | 0 |  |  | 0 | 0
1999-12-01 |  | 0 | 0 |  |  | 0 | 0
0 -12 |  | CP (kW / Annual kWh) | NCP (kW/ Annual kWh) | CEC (kW/ Annual kWh) |  | Monthly (kWh/ Annual kWh) | Avg Dmd (kW/ Annual kWh)
1999-01-01 |  | 0 | 0 |  |  | 0 | 0
1999-02-01 |  | 0 | 0 |  |  | 0 | 0
1999-03-01 |  | 0 | 0 |  |  | 0 | 0
1999-04-01 |  | 0 | 0 |  |  | 0 | 0
1999-05-01 |  | 0 | 0 |  |  | 0 | 0
1999-06-01 |  | 0 | 0 |  |  | 0 | 0
1999-07-01 |  | 0 | 0 |  |  | 0 | 0
1999-08-01 |  | 0 | 0 |  |  | 0 | 0
1999-09-01 |  | 0 | 0 |  |  | 0 | 0
1999-10-01 |  | 0 | 0 |  |  | 0 | 0
1999-11-01 |  | 0 | 0 |  |  | 0 | 0
1999-12-01 |  | 0 | 0 |  |  | 0 | 0
0 -13 |  | CP (kW / Annual kWh) | NCP (kW/ Annual kWh) | CEC (kW/ Annual kWh) |  | Monthly (kWh/ Annual kWh) | Avg Dmd (kW/ Annual kWh)
1999-01-01 |  | 0 | 0 |  |  | 0 | 0
1999-02-01 |  | 0 | 0 |  |  | 0 | 0
1999-03-01 |  | 0 | 0 |  |  | 0 | 0
1999-04-01 |  | 0 | 0 |  |  | 0 | 0
1999-05-01 |  | 0 | 0 |  |  | 0 | 0
1999-06-01 |  | 0 | 0 |  |  | 0 | 0
1999-07-01 |  | 0 | 0 |  |  | 0 | 0
1999-08-01 |  | 0 | 0 |  |  | 0 | 0
1999-09-01 |  | 0 | 0 |  |  | 0 | 0
1999-10-01 |  | 0 | 0 |  |  | 0 | 0
1999-11-01 |  | 0 | 0 |  |  | 0 | 0
1999-12-01 |  | 0 | 0 |  |  | 0 | 0
0 -16 |  | CP (kW / Annual kWh) | NCP (kW/ Annual kWh) | CEC (kW/ Annual kWh) |  | Monthly (kWh/ Annual kWh) | Avg Dmd (kW/ Annual kWh)
1999-01-01 |  | 0 | 0 |  |  | 0 | 0
1999-02-01 |  | 0 | 0 |  |  | 0 | 0
1999-03-01 |  | 0 | 0 |  |  | 0 | 0
1999-04-01 |  | 0 | 0 |  |  | 0 | 0
1999-05-01 |  | 0 | 0 |  |  | 0 | 0
1999-06-01 |  | 0 | 0 |  |  | 0 | 0
1999-07-01 |  | 0 | 0 |  |  | 0 | 0
1999-08-01 |  | 0 | 0 |  |  | 0 | 0
1999-09-01 |  | 0 | 0 |  |  | 0 | 0
1999-10-01 |  | 0 | 0 |  |  | 0 | 0
1999-11-01 |  | 0 | 0 |  |  | 0 | 0
1999-12-01 |  | 0 | 0 |  |  | 0 | 0
0 -1 |  | CP (kW / Annual kWh) | NCP (kW/ Annual kWh) | CEC (kW/ Annual kWh) |  | Monthly (kWh/ Annual kWh) | Avg Dmd (kW/ Annual kWh)
1999-01-01 |  | 0 | 0 |  |  | 0 | 0
1999-02-01 |  | 0 | 0 |  |  | 0 | 0
1999-03-01 |  | 0 | 0 |  |  | 0 | 0
1999-04-01 |  | 0 | 0 |  |  | 0 | 0
1999-05-01 |  | 0 | 0 |  |  | 0 | 0
1999-06-01 |  | 0 | 0 |  |  | 0 | 0
1999-07-01 |  | 0 | 0 |  |  | 0 | 0
1999-08-01 |  | 0 | 0 |  |  | 0 | 0
1999-09-01 |  | 0 | 0 |  |  | 0 | 0
1999-10-01 |  | 0 | 0 |  |  | 0 | 0
1999-11-01 |  | 0 | 0 |  |  | 0 | 0
1999-12-01 |  | 0 | 0 |  |  | 0 | 0
0 -2 |  | CP (kW / Annual kWh) | NCP (kW/ Annual kWh) | CEC (kW/ Annual kWh) |  | Monthly (kWh/ Annual kWh) | Avg Dmd (kW/ Annual kWh)
1999-01-01 |  | 0 | 0 |  |  | 0 | 0
1999-02-01 |  | 0 | 0 |  |  | 0 | 0
1999-03-01 |  | 0 | 0 |  |  | 0 | 0
1999-04-01 |  | 0 | 0 |  |  | 0 | 0
1999-05-01 |  | 0 | 0 |  |  | 0 | 0
1999-06-01 |  | 0 | 0 |  |  | 0 | 0
1999-07-01 |  | 0 | 0 |  |  | 0 | 0
1999-08-01 |  | 0 | 0 |  |  | 0 | 0
1999-09-01 |  | 0 | 0 |  |  | 0 | 0
1999-10-01 |  | 0 | 0 |  |  | 0 | 0
1999-11-01 |  | 0 | 0 |  |  | 0 | 0
1999-12-01 |  | 0 | 0 |  |  | 0 | 0
0 -3A |  | CP (kW / Annual kWh) | NCP (kW/ Annual kWh) | CEC (kW/ Annual kWh) |  | Monthly (kWh/ Annual kWh) | Avg Dmd (kW/ Annual kWh)
1999-01-01 |  | 0 | 0 |  |  | 0 | 0
1999-02-01 |  | 0 | 0 |  |  | 0 | 0
1999-03-01 |  | 0 | 0 |  |  | 0 | 0
1999-04-01 |  | 0 | 0 |  |  | 0 | 0
1999-05-01 |  | 0 | 0 |  |  | 0 | 0
1999-06-01 |  | 0 | 0 |  |  | 0 | 0
1999-07-01 |  | 0 | 0 |  |  | 0 | 0
1999-08-01 |  | 0 | 0 |  |  | 0 | 0
1999-09-01 |  | 0 | 0 |  |  | 0 | 0
1999-10-01 |  | 0 | 0 |  |  | 0 | 0
1999-11-01 |  | 0 | 0 |  |  | 0 | 0
1999-12-01 |  | 0 | 0 |  |  | 0 | 0
0 -3B |  | CP (kW / Annual kWh) | NCP (kW/ Annual kWh) | CEC (kW/ Annual kWh) |  | Monthly (kWh/ Annual kWh) | Avg Dmd (kW/ Annual kWh)
1999-01-01 |  | 0 | 0 |  |  | 0 | 0
1999-02-01 |  | 0 | 0 |  |  | 0 | 0
1999-03-01 |  | 0 | 0 |  |  | 0 | 0
1999-04-01 |  | 0 | 0 |  |  | 0 | 0
1999-05-01 |  | 0 | 0 |  |  | 0 | 0
1999-06-01 |  | 0 | 0 |  |  | 0 | 0
1999-07-01 |  | 0 | 0 |  |  | 0 | 0
1999-08-01 |  | 0 | 0 |  |  | 0 | 0
1999-09-01 |  | 0 | 0 |  |  | 0 | 0
1999-10-01 |  | 0 | 0 |  |  | 0 | 0
1999-11-01 |  | 0 | 0 |  |  | 0 | 0
1999-12-01 |  | 0 | 0 |  |  | 0 | 0
0 -4 |  | CP (kW / Annual kWh) | NCP (kW/ Annual kWh) | CEC (kW/ Annual kWh) |  | Monthly (kWh/ Annual kWh) | Avg Dmd (kW/ Annual kWh)
1999-01-01 |  | 0 | 0 |  |  | 0 | 0
1999-02-01 |  | 0 | 0 |  |  | 0 | 0
1999-03-01 |  | 0 | 0 |  |  | 0 | 0
1999-04-01 |  | 0 | 0 |  |  | 0 | 0
1999-05-01 |  | 0 | 0 |  |  | 0 | 0
1999-06-01 |  | 0 | 0 |  |  | 0 | 0
1999-07-01 |  | 0 | 0 |  |  | 0 | 0
1999-08-01 |  | 0 | 0 |  |  | 0 | 0
1999-09-01 |  | 0 | 0 |  |  | 0 | 0
1999-10-01 |  | 0 | 0 |  |  | 0 | 0
1999-11-01 |  | 0 | 0 |  |  | 0 | 0
1999-12-01 |  | 0 | 0 |  |  | 0 | 0
0 -5 |  | CP (kW / Annual kWh) | NCP (kW/ Annual kWh) | CEC (kW/ Annual kWh) |  | Monthly (kWh/ Annual kWh) | Avg Dmd (kW/ Annual kWh)
1999-01-01 |  | 0 | 0 |  |  | 0 | 0
1999-02-01 |  | 0 | 0 |  |  | 0 | 0
1999-03-01 |  | 0 | 0 |  |  | 0 | 0
1999-04-01 |  | 0 | 0 |  |  | 0 | 0
1999-05-01 |  | 0 | 0 |  |  | 0 | 0
1999-06-01 |  | 0 | 0 |  |  | 0 | 0
1999-07-01 |  | 0 | 0 |  |  | 0 | 0
1999-08-01 |  | 0 | 0 |  |  | 0 | 0
1999-09-01 |  | 0 | 0 |  |  | 0 | 0
1999-10-01 |  | 0 | 0 |  |  | 0 | 0
1999-11-01 |  | 0 | 0 |  |  | 0 | 0
1999-12-01 |  | 0 | 0 |  |  | 0 | 0
0 -11 |  | CP (kW / Annual kWh) | NCP (kW/ Annual kWh) | CEC (kW/ Annual kWh) |  | Monthly (kWh/ Annual kWh) | Avg Dmd (kW/ Annual kWh)
1999-01-01 |  | 0 | 0 |  |  | 0 | 0
1999-02-01 |  | 0 | 0 |  |  | 0 | 0
1999-03-01 |  | 0 | 0 |  |  | 0 | 0
1999-04-01 |  | 0 | 0 |  |  | 0 | 0
1999-05-01 |  | 0 | 0 |  |  | 0 | 0
1999-06-01 |  | 0 | 0 |  |  | 0 | 0
1999-07-01 |  | 0 | 0 |  |  | 0 | 0
1999-08-01 |  | 0 | 0 |  |  | 0 | 0
1999-09-01 |  | 0 | 0 |  |  | 0 | 0
1999-10-01 |  | 0 | 0 |  |  | 0 | 0
1999-11-01 |  | 0 | 0 |  |  | 0 | 0
1999-12-01 |  | 0 | 0 |  |  | 0 | 0
0 -12 |  | CP (kW / Annual kWh) | NCP (kW/ Annual kWh) | CEC (kW/ Annual kWh) |  | Monthly (kWh/ Annual kWh) | Avg Dmd (kW/ Annual kWh)
1999-01-01 |  | 0 | 0 |  |  | 0 | 0
1999-02-01 |  | 0 | 0 |  |  | 0 | 0
1999-03-01 |  | 0 | 0 |  |  | 0 | 0
1999-04-01 |  | 0 | 0 |  |  | 0 | 0
1999-05-01 |  | 0 | 0 |  |  | 0 | 0
1999-06-01 |  | 0 | 0 |  |  | 0 | 0
1999-07-01 |  | 0 | 0 |  |  | 0 | 0
1999-08-01 |  | 0 | 0 |  |  | 0 | 0
1999-09-01 |  | 0 | 0 |  |  | 0 | 0
1999-10-01 |  | 0 | 0 |  |  | 0 | 0
1999-11-01 |  | 0 | 0 |  |  | 0 | 0
1999-12-01 |  | 0 | 0 |  |  | 0 | 0
0 -13 |  | CP (kW / Annual kWh) | NCP (kW/ Annual kWh) | CEC (kW/ Annual kWh) |  | Monthly (kWh/ Annual kWh) | Avg Dmd (kW/ Annual kWh)
1999-01-01 |  | 0 | 0 |  |  | 0 | 0
1999-02-01 |  | 0 | 0 |  |  | 0 | 0
1999-03-01 |  | 0 | 0 |  |  | 0 | 0
1999-04-01 |  | 0 | 0 |  |  | 0 | 0
1999-05-01 |  | 0 | 0 |  |  | 0 | 0
1999-06-01 |  | 0 | 0 |  |  | 0 | 0
1999-07-01 |  | 0 | 0 |  |  | 0 | 0
1999-08-01 |  | 0 | 0 |  |  | 0 | 0
1999-09-01 |  | 0 | 0 |  |  | 0 | 0
1999-10-01 |  | 0 | 0 |  |  | 0 | 0
1999-11-01 |  | 0 | 0 |  |  | 0 | 0
1999-12-01 |  | 0 | 0 |  |  | 0 | 0
0 -16 |  | CP (kW / Annual kWh) | NCP (kW/ Annual kWh) | CEC (kW/ Annual kWh) |  | Monthly (kWh/ Annual kWh) | Avg Dmd (kW/ Annual kWh)
1999-01-01 |  | 0 | 0 |  |  | 0 | 0
1999-02-01 |  | 0 | 0 |  |  | 0 | 0
1999-03-01 |  | 0 | 0 |  |  | 0 | 0
1999-04-01 |  | 0 | 0 |  |  | 0 | 0
1999-05-01 |  | 0 | 0 |  |  | 0 | 0
1999-06-01 |  | 0 | 0 |  |  | 0 | 0
1999-07-01 |  | 0 | 0 |  |  | 0 | 0
1999-08-01 |  | 0 | 0 |  |  | 0 | 0
1999-09-01 |  | 0 | 0 |  |  | 0 | 0
1999-10-01 |  | 0 | 0 |  |  | 0 | 0
1999-11-01 |  | 0 | 0 |  |  | 0 | 0
1999-12-01 |  | 0 | 0 |  |  | 0 | 0
0 -1 |  | CP (kW / Annual kWh) | NCP (kW/ Annual kWh) | CEC (kW/ Annual kWh) |  | Monthly (kWh/ Annual kWh) | Avg Dmd (kW/ Annual kWh)
1999-01-01 |  | 0 | 0 |  |  | 0 | 0
1999-02-01 |  | 0 | 0 |  |  | 0 | 0
1999-03-01 |  | 0 | 0 |  |  | 0 | 0
1999-04-01 |  | 0 | 0 |  |  | 0 | 0
1999-05-01 |  | 0 | 0 |  |  | 0 | 0
1999-06-01 |  | 0 | 0 |  |  | 0 | 0
1999-07-01 |  | 0 | 0 |  |  | 0 | 0
1999-08-01 |  | 0 | 0 |  |  | 0 | 0
1999-09-01 |  | 0 | 0 |  |  | 0 | 0
1999-10-01 |  | 0 | 0 |  |  | 0 | 0
1999-11-01 |  | 0 | 0 |  |  | 0 | 0
1999-12-01 |  | 0 | 0 |  |  | 0 | 0
0 -2 |  | CP (kW / Annual kWh) | NCP (kW/ Annual kWh) | CEC (kW/ Annual kWh) |  | Monthly (kWh/ Annual kWh) | Avg Dmd (kW/ Annual kWh)
1999-01-01 |  | 0 | 0 |  |  | 0 | 0
1999-02-01 |  | 0 | 0 |  |  | 0 | 0
1999-03-01 |  | 0 | 0 |  |  | 0 | 0
1999-04-01 |  | 0 | 0 |  |  | 0 | 0
1999-05-01 |  | 0 | 0 |  |  | 0 | 0
1999-06-01 |  | 0 | 0 |  |  | 0 | 0
1999-07-01 |  | 0 | 0 |  |  | 0 | 0
1999-08-01 |  | 0 | 0 |  |  | 0 | 0
1999-09-01 |  | 0 | 0 |  |  | 0 | 0
1999-10-01 |  | 0 | 0 |  |  | 0 | 0
1999-11-01 |  | 0 | 0 |  |  | 0 | 0
1999-12-01 |  | 0 | 0 |  |  | 0 | 0
0 -3A |  | CP (kW / Annual kWh) | NCP (kW/ Annual kWh) | CEC (kW/ Annual kWh) |  | Monthly (kWh/ Annual kWh) | Avg Dmd (kW/ Annual kWh)
1999-01-01 |  | 0 | 0 |  |  | 0 | 0
1999-02-01 |  | 0 | 0 |  |  | 0 | 0
1999-03-01 |  | 0 | 0 |  |  | 0 | 0
1999-04-01 |  | 0 | 0 |  |  | 0 | 0
1999-05-01 |  | 0 | 0 |  |  | 0 | 0
1999-06-01 |  | 0 | 0 |  |  | 0 | 0
1999-07-01 |  | 0 | 0 |  |  | 0 | 0
1999-08-01 |  | 0 | 0 |  |  | 0 | 0
1999-09-01 |  | 0 | 0 |  |  | 0 | 0
1999-10-01 |  | 0 | 0 |  |  | 0 | 0
1999-11-01 |  | 0 | 0 |  |  | 0 | 0
1999-12-01 |  | 0 | 0 |  |  | 0 | 0
0 -3B |  | CP (kW / Annual kWh) | NCP (kW/ Annual kWh) | CEC (kW/ Annual kWh) |  | Monthly (kWh/ Annual kWh) | Avg Dmd (kW/ Annual kWh)
1999-01-01 |  | 0 | 0 |  |  | 0 | 0
1999-02-01 |  | 0 | 0 |  |  | 0 | 0
1999-03-01 |  | 0 | 0 |  |  | 0 | 0
1999-04-01 |  | 0 | 0 |  |  | 0 | 0
1999-05-01 |  | 0 | 0 |  |  | 0 | 0
1999-06-01 |  | 0 | 0 |  |  | 0 | 0
1999-07-01 |  | 0 | 0 |  |  | 0 | 0
1999-08-01 |  | 0 | 0 |  |  | 0 | 0
1999-09-01 |  | 0 | 0 |  |  | 0 | 0
1999-10-01 |  | 0 | 0 |  |  | 0 | 0
1999-11-01 |  | 0 | 0 |  |  | 0 | 0
1999-12-01 |  | 0 | 0 |  |  | 0 | 0
0 -4 |  | CP (kW / Annual kWh) | NCP (kW/ Annual kWh) | CEC (kW/ Annual kWh) |  | Monthly (kWh/ Annual kWh) | Avg Dmd (kW/ Annual kWh)
1999-01-01 |  | 0 | 0 |  |  | 0 | 0
1999-02-01 |  | 0 | 0 |  |  | 0 | 0
1999-03-01 |  | 0 | 0 |  |  | 0 | 0
1999-04-01 |  | 0 | 0 |  |  | 0 | 0
1999-05-01 |  | 0 | 0 |  |  | 0 | 0
1999-06-01 |  | 0 | 0 |  |  | 0 | 0
1999-07-01 |  | 0 | 0 |  |  | 0 | 0
1999-08-01 |  | 0 | 0 |  |  | 0 | 0
1999-09-01 |  | 0 | 0 |  |  | 0 | 0
1999-10-01 |  | 0 | 0 |  |  | 0 | 0
1999-11-01 |  | 0 | 0 |  |  | 0 | 0
1999-12-01 |  | 0 | 0 |  |  | 0 | 0
0 -5 |  | CP (kW / Annual kWh) | NCP (kW/ Annual kWh) | CEC (kW/ Annual kWh) |  | Monthly (kWh/ Annual kWh) | Avg Dmd (kW/ Annual kWh)
1999-01-01 |  | 0 | 0 |  |  | 0 | 0
1999-02-01 |  | 0 | 0 |  |  | 0 | 0
1999-03-01 |  | 0 | 0 |  |  | 0 | 0
1999-04-01 |  | 0 | 0 |  |  | 0 | 0
1999-05-01 |  | 0 | 0 |  |  | 0 | 0
1999-06-01 |  | 0 | 0 |  |  | 0 | 0
1999-07-01 |  | 0 | 0 |  |  | 0 | 0
1999-08-01 |  | 0 | 0 |  |  | 0 | 0
1999-09-01 |  | 0 | 0 |  |  | 0 | 0
1999-10-01 |  | 0 | 0 |  |  | 0 | 0
1999-11-01 |  | 0 | 0 |  |  | 0 | 0
1999-12-01 |  | 0 | 0 |  |  | 0 | 0
0 -11 |  | CP (kW / Annual kWh) | NCP (kW/ Annual kWh) | CEC (kW/ Annual kWh) |  | Monthly (kWh/ Annual kWh) | Avg Dmd (kW/ Annual kWh)
1999-01-01 |  | 0 | 0 |  |  | 0 | 0
1999-02-01 |  | 0 | 0 |  |  | 0 | 0
1999-03-01 |  | 0 | 0 |  |  | 0 | 0
1999-04-01 |  | 0 | 0 |  |  | 0 | 0
1999-05-01 |  | 0 | 0 |  |  | 0 | 0
1999-06-01 |  | 0 | 0 |  |  | 0 | 0
1999-07-01 |  | 0 | 0 |  |  | 0 | 0
1999-08-01 |  | 0 | 0 |  |  | 0 | 0
1999-09-01 |  | 0 | 0 |  |  | 0 | 0
1999-10-01 |  | 0 | 0 |  |  | 0 | 0
1999-11-01 |  | 0 | 0 |  |  | 0 | 0
1999-12-01 |  | 0 | 0 |  |  | 0 | 0
0 -12 |  | CP (kW / Annual kWh) | NCP (kW/ Annual kWh) | CEC (kW/ Annual kWh) |  | Monthly (kWh/ Annual kWh) | Avg Dmd (kW/ Annual kWh)
1999-01-01 |  | 0 | 0 |  |  | 0 | 0
1999-02-01 |  | 0 | 0 |  |  | 0 | 0
1999-03-01 |  | 0 | 0 |  |  | 0 | 0
1999-04-01 |  | 0 | 0 |  |  | 0 | 0
1999-05-01 |  | 0 | 0 |  |  | 0 | 0
1999-06-01 |  | 0 | 0 |  |  | 0 | 0
1999-07-01 |  | 0 | 0 |  |  | 0 | 0
1999-08-01 |  | 0 | 0 |  |  | 0 | 0
1999-09-01 |  | 0 | 0 |  |  | 0 | 0
1999-10-01 |  | 0 | 0 |  |  | 0 | 0
1999-11-01 |  | 0 | 0 |  |  | 0 | 0
1999-12-01 |  | 0 | 0 |  |  | 0 | 0
0 -13 |  | CP (kW / Annual kWh) | NCP (kW/ Annual kWh) | CEC (kW/ Annual kWh) |  | Monthly (kWh/ Annual kWh) | Avg Dmd (kW/ Annual kWh)
1999-01-01 |  | 0 | 0 |  |  | 0 | 0
1999-02-01 |  | 0 | 0 |  |  | 0 | 0
1999-03-01 |  | 0 | 0 |  |  | 0 | 0
1999-04-01 |  | 0 | 0 |  |  | 0 | 0
1999-05-01 |  | 0 | 0 |  |  | 0 | 0
1999-06-01 |  | 0 | 0 |  |  | 0 | 0
1999-07-01 |  | 0 | 0 |  |  | 0 | 0
1999-08-01 |  | 0 | 0 |  |  | 0 | 0
1999-09-01 |  | 0 | 0 |  |  | 0 | 0
1999-10-01 |  | 0 | 0 |  |  | 0 | 0
1999-11-01 |  | 0 | 0 |  |  | 0 | 0
1999-12-01 |  | 0 | 0 |  |  | 0 | 0
0 -16 |  | CP (kW / Annual kWh) | NCP (kW/ Annual kWh) | CEC (kW/ Annual kWh) |  | Monthly (kWh/ Annual kWh) | Avg Dmd (kW/ Annual kWh)
1999-01-01 |  | 0 | 0 |  |  | 0 | 0
1999-02-01 |  | 0 | 0 |  |  | 0 | 0
1999-03-01 |  | 0 | 0 |  |  | 0 | 0
1999-04-01 |  | 0 | 0 |  |  | 0 | 0
1999-05-01 |  | 0 | 0 |  |  | 0 | 0
1999-06-01 |  | 0 | 0 |  |  | 0 | 0
1999-07-01 |  | 0 | 0 |  |  | 0 | 0
1999-08-01 |  | 0 | 0 |  |  | 0 | 0
1999-09-01 |  | 0 | 0 |  |  | 0 | 0
1999-10-01 |  | 0 | 0 |  |  | 0 | 0
1999-11-01 |  | 0 | 0 |  |  | 0 | 0
1999-12-01 |  | 0 | 0 |  |  | 0 | 0
0 -1 |  | CP (kW / Annual kWh) | NCP (kW/ Annual kWh) | CEC (kW/ Annual kWh) |  | Monthly (kWh/ Annual kWh) | Avg Dmd (kW/ Annual kWh)
1999-01-01 |  | 0 | 0 |  |  | 0 | 0
1999-02-01 |  | 0 | 0 |  |  | 0 | 0
1999-03-01 |  | 0 | 0 |  |  | 0 | 0
1999-04-01 |  | 0 | 0 |  |  | 0 | 0
1999-05-01 |  | 0 | 0 |  |  | 0 | 0
1999-06-01 |  | 0 | 0 |  |  | 0 | 0
1999-07-01 |  | 0 | 0 |  |  | 0 | 0
1999-08-01 |  | 0 | 0 |  |  | 0 | 0
1999-09-01 |  | 0 | 0 |  |  | 0 | 0
1999-10-01 |  | 0 | 0 |  |  | 0 | 0
1999-11-01 |  | 0 | 0 |  |  | 0 | 0
1999-12-01 |  | 0 | 0 |  |  | 0 | 0
0 -2 |  | CP (kW / Annual kWh) | NCP (kW/ Annual kWh) | CEC (kW/ Annual kWh) |  | Monthly (kWh/ Annual kWh) | Avg Dmd (kW/ Annual kWh)
1999-01-01 |  | 0 | 0 |  |  | 0 | 0
1999-02-01 |  | 0 | 0 |  |  | 0 | 0
1999-03-01 |  | 0 | 0 |  |  | 0 | 0
1999-04-01 |  | 0 | 0 |  |  | 0 | 0
1999-05-01 |  | 0 | 0 |  |  | 0 | 0
1999-06-01 |  | 0 | 0 |  |  | 0 | 0
1999-07-01 |  | 0 | 0 |  |  | 0 | 0
1999-08-01 |  | 0 | 0 |  |  | 0 | 0
1999-09-01 |  | 0 | 0 |  |  | 0 | 0
1999-10-01 |  | 0 | 0 |  |  | 0 | 0
1999-11-01 |  | 0 | 0 |  |  | 0 | 0
1999-12-01 |  | 0 | 0 |  |  | 0 | 0
0 -3A |  | CP (kW / Annual kWh) | NCP (kW/ Annual kWh) | CEC (kW/ Annual kWh) |  | Monthly (kWh/ Annual kWh) | Avg Dmd (kW/ Annual kWh)
1999-01-01 |  | 0 | 0 |  |  | 0 | 0
1999-02-01 |  | 0 | 0 |  |  | 0 | 0
1999-03-01 |  | 0 | 0 |  |  | 0 | 0
1999-04-01 |  | 0 | 0 |  |  | 0 | 0
1999-05-01 |  | 0 | 0 |  |  | 0 | 0
1999-06-01 |  | 0 | 0 |  |  | 0 | 0
1999-07-01 |  | 0 | 0 |  |  | 0 | 0
1999-08-01 |  | 0 | 0 |  |  | 0 | 0
1999-09-01 |  | 0 | 0 |  |  | 0 | 0
1999-10-01 |  | 0 | 0 |  |  | 0 | 0
1999-11-01 |  | 0 | 0 |  |  | 0 | 0
1999-12-01 |  | 0 | 0 |  |  | 0 | 0
0 -3B |  | CP (kW / Annual kWh) | NCP (kW/ Annual kWh) | CEC (kW/ Annual kWh) |  | Monthly (kWh/ Annual kWh) | Avg Dmd (kW/ Annual kWh)
1999-01-01 |  | 0 | 0 |  |  | 0 | 0
1999-02-01 |  | 0 | 0 |  |  | 0 | 0
1999-03-01 |  | 0 | 0 |  |  | 0 | 0
1999-04-01 |  | 0 | 0 |  |  | 0 | 0
1999-05-01 |  | 0 | 0 |  |  | 0 | 0
1999-06-01 |  | 0 | 0 |  |  | 0 | 0
1999-07-01 |  | 0 | 0 |  |  | 0 | 0
1999-08-01 |  | 0 | 0 |  |  | 0 | 0
1999-09-01 |  | 0 | 0 |  |  | 0 | 0
1999-10-01 |  | 0 | 0 |  |  | 0 | 0
1999-11-01 |  | 0 | 0 |  |  | 0 | 0
1999-12-01 |  | 0 | 0 |  |  | 0 | 0
0 -4 |  | CP (kW / Annual kWh) | NCP (kW/ Annual kWh) | CEC (kW/ Annual kWh) |  | Monthly (kWh/ Annual kWh) | Avg Dmd (kW/ Annual kWh)
1999-01-01 |  | 0 | 0 |  |  | 0 | 0
1999-02-01 |  | 0 | 0 |  |  | 0 | 0
1999-03-01 |  | 0 | 0 |  |  | 0 | 0
1999-04-01 |  | 0 | 0 |  |  | 0 | 0
1999-05-01 |  | 0 | 0 |  |  | 0 | 0
1999-06-01 |  | 0 | 0 |  |  | 0 | 0
1999-07-01 |  | 0 | 0 |  |  | 0 | 0
1999-08-01 |  | 0 | 0 |  |  | 0 | 0
1999-09-01 |  | 0 | 0 |  |  | 0 | 0
1999-10-01 |  | 0 | 0 |  |  | 0 | 0
1999-11-01 |  | 0 | 0 |  |  | 0 | 0
1999-12-01 |  | 0 | 0 |  |  | 0 | 0
0 -5 |  | CP (kW / Annual kWh) | NCP (kW/ Annual kWh) | CEC (kW/ Annual kWh) |  | Monthly (kWh/ Annual kWh) | Avg Dmd (kW/ Annual kWh)
1999-01-01 |  | 0 | 0 |  |  | 0 | 0
1999-02-01 |  | 0 | 0 |  |  | 0 | 0
1999-03-01 |  | 0 | 0 |  |  | 0 | 0
1999-04-01 |  | 0 | 0 |  |  | 0 | 0
1999-05-01 |  | 0 | 0 |  |  | 0 | 0
1999-06-01 |  | 0 | 0 |  |  | 0 | 0
1999-07-01 |  | 0 | 0 |  |  | 0 | 0
1999-08-01 |  | 0 | 0 |  |  | 0 | 0
1999-09-01 |  | 0 | 0 |  |  | 0 | 0
1999-10-01 |  | 0 | 0 |  |  | 0 | 0
1999-11-01 |  | 0 | 0 |  |  | 0 | 0
1999-12-01 |  | 0 | 0 |  |  | 0 | 0
0 -11 |  | CP (kW / Annual kWh) | NCP (kW/ Annual kWh) | CEC (kW/ Annual kWh) |  | Monthly (kWh/ Annual kWh) | Avg Dmd (kW/ Annual kWh)
1999-01-01 |  | 0 | 0 |  |  | 0 | 0
1999-02-01 |  | 0 | 0 |  |  | 0 | 0
1999-03-01 |  | 0 | 0 |  |  | 0 | 0
1999-04-01 |  | 0 | 0 |  |  | 0 | 0
1999-05-01 |  | 0 | 0 |  |  | 0 | 0
1999-06-01 |  | 0 | 0 |  |  | 0 | 0
1999-07-01 |  | 0 | 0 |  |  | 0 | 0
1999-08-01 |  | 0 | 0 |  |  | 0 | 0
1999-09-01 |  | 0 | 0 |  |  | 0 | 0
1999-10-01 |  | 0 | 0 |  |  | 0 | 0
1999-11-01 |  | 0 | 0 |  |  | 0 | 0
1999-12-01 |  | 0 | 0 |  |  | 0 | 0
0 -12 |  | CP (kW / Annual kWh) | NCP (kW/ Annual kWh) | CEC (kW/ Annual kWh) |  | Monthly (kWh/ Annual kWh) | Avg Dmd (kW/ Annual kWh)
1999-01-01 |  | 0 | 0 |  |  | 0 | 0
1999-02-01 |  | 0 | 0 |  |  | 0 | 0
1999-03-01 |  | 0 | 0 |  |  | 0 | 0
1999-04-01 |  | 0 | 0 |  |  | 0 | 0
1999-05-01 |  | 0 | 0 |  |  | 0 | 0
1999-06-01 |  | 0 | 0 |  |  | 0 | 0
1999-07-01 |  | 0 | 0 |  |  | 0 | 0
1999-08-01 |  | 0 | 0 |  |  | 0 | 0
1999-09-01 |  | 0 | 0 |  |  | 0 | 0
1999-10-01 |  | 0 | 0 |  |  | 0 | 0
1999-11-01 |  | 0 | 0 |  |  | 0 | 0
1999-12-01 |  | 0 | 0 |  |  | 0 | 0
0 -13 |  | CP (kW / Annual kWh) | NCP (kW/ Annual kWh) | CEC (kW/ Annual kWh) |  | Monthly (kWh/ Annual kWh) | Avg Dmd (kW/ Annual kWh)
1999-01-01 |  | 0 | 0 |  |  | 0 | 0
1999-02-01 |  | 0 | 0 |  |  | 0 | 0
1999-03-01 |  | 0 | 0 |  |  | 0 | 0
1999-04-01 |  | 0 | 0 |  |  | 0 | 0
1999-05-01 |  | 0 | 0 |  |  | 0 | 0
1999-06-01 |  | 0 | 0 |  |  | 0 | 0
1999-07-01 |  | 0 | 0 |  |  | 0 | 0
1999-08-01 |  | 0 | 0 |  |  | 0 | 0
1999-09-01 |  | 0 | 0 |  |  | 0 | 0
1999-10-01 |  | 0 | 0 |  |  | 0 | 0
1999-11-01 |  | 0 | 0 |  |  | 0 | 0
1999-12-01 |  | 0 | 0 |  |  | 0 | 0
0 -16 |  | CP (kW / Annual kWh) | NCP (kW/ Annual kWh) | CEC (kW/ Annual kWh) |  | Monthly (kWh/ Annual kWh) | Avg Dmd (kW/ Annual kWh)
1999-01-01 |  | 0 | 0 |  |  | 0 | 0
1999-02-01 |  | 0 | 0 |  |  | 0 | 0
1999-03-01 |  | 0 | 0 |  |  | 0 | 0
1999-04-01 |  | 0 | 0 |  |  | 0 | 0
1999-05-01 |  | 0 | 0 |  |  | 0 | 0
1999-06-01 |  | 0 | 0 |  |  | 0 | 0
1999-07-01 |  | 0 | 0 |  |  | 0 | 0
1999-08-01 |  | 0 | 0 |  |  | 0 | 0
1999-09-01 |  | 0 | 0 |  |  | 0 | 0
1999-10-01 |  | 0 | 0 |  |  | 0 | 0
1999-11-01 |  | 0 | 0 |  |  | 0 | 0
1999-12-01 |  | 0 | 0 |  |  | 0 | 0

## Notes
Notes
2005-03-22
Changed year offset functions in Main Output form Gen and T&D section to remove "-1" from column offset.
Changed NCP to max of TOU, not just CP.
2005-04-19
Removed PSP programs
Reset Max measures
Added five years to analysis
No Generation Capacity Cost
NCP set to max of seasonal Tou factors
2005-04-30
Added Emissions
2006-06-01
Updated electric gen & Env avoided costs

## Main
Updated 4/7/05 | [13 empty] | 0 | 0 | 0 | 0 | 1 | 1 | 1 | 1 | 2 | 2 | 2 | 2 | 3 | 3 | 3 | 3 | 4 | 4 | 4 | 4 | 5 | 5 | 5 | 5 | 6 | 6 | 6 | 6 | 7 | 7 | 7 | 7 | 8 | 8 | 8 | 8 | 9 | 9 | 9 | 9 | 10 | 10 | 10 | 10 | 11 | 11 | 11 | 11 | 12 | 12 | 12 | 12 | 13 | 13 | 13 | 13 | 14 | 14 | 14 | 14 | 15 | 15 | 15 | 15 | 16 | 16 | 16 | 16 | 17 | 17 | 17 | 17 | 18 | 18 | 18 | 18 | 19 | 19 | 19 | 19 | 20 | 20 | 20 | 20 | 21 | 21 | 21 | 21 | 22 | 22 | 22 | 22 | 23 | 23 | 23 | 23 | 24 | 24 | 24 | 24
[14 empty] | 2013 |  |  |  | 2014 |  |  |  | 2015 |  |  |  | 2016 |  |  |  | 2017 |  |  |  | 2018 |  |  |  | 2019 |  |  |  | 2020 |  |  |  | 2021 |  |  |  | 2022 |  |  |  | 2023 |  |  |  | 2024 |  |  |  | 2025 |  |  |  | 2026 |  |  |  | 2027 |  |  |  | 2028 |  |  |  | 2029 |  |  |  | 2030 |  |  |  | 2031 |  |  |  | 2032 |  |  |  | 2033 |  |  |  | 2034 |  |  |  | 2035 |  |  |  | 2036 |  |  |  | 2037
Load Shape to Use | 225 | Shape | 225 | MaxShape |  |  |  |  | Sector | End Use | CZ Name | ComboName | EU Mapping | 1 | 2 | 3 | 4 | 1 | 2 | 3 | 4 | 1 | 2 | 3 | 4 | 1 | 2 | 3 | 4 | 1 | 2 | 3 | 4 | 1 | 2 | 3 | 4 | 1 | 2 | 3 | 4 | 1 | 2 | 3 | 4 | 1 | 2 | 3 | 4 | 1 | 2 | 3 | 4 | 1 | 2 | 3 | 4 | 1 | 2 | 3 | 4 | 1 | 2 | 3 | 4 | 1 | 2 | 3 | 4 | 1 | 2 | 3 | 4 | 1 | 2 | 3 | 4 | 1 | 2 | 3 | 4 | 1 | 2 | 3 | 4 | 1 | 2 | 3 | 4 | 1 | 2 | 3 | 4 | 1 | 2 | 3 | 4 | 1 | 2 | 3 | 4 | 1 | 2 | 3 | 4 | 1 | 2 | 3 | 4 | 1 | 2 | 3 | 4
Climate Zone | 4 | CZ | 4 | MaxCZ |  |  | Energy | Gen ($/Annual kWh) | 0 | 36-GST-Lodging-GuestRooms-Vent/Fan | All | Gen:0:36-GST-Lodging-GuestRooms-Vent/Fan:All | Ventilation | 0.015947 | 0.02226 | 0.025662 | 0.0163 | 0.01706 | 0.024193 | 0.028032 | 0.017437 | 0.017893 | 0.02584 | 0.030108 | 0.018288 | 0.019355 | 0.028167 | 0.032896 | 0.019783 | 0.020101 | 0.029718 | 0.034873 | 0.020546 | 0.020886 | 0.03065 | 0.035885 | 0.021348 | 0.021671 | 0.031586 | 0.036906 | 0.022151 | 0.023426 | 0.03357 | 0.03902 | 0.023945 | 0.024284 | 0.034569 | 0.040098 | 0.024822 | 0.025149 | 0.035573 | 0.04118 | 0.025705 | 0.026172 | 0.03667 | 0.042323 | 0.026751 | 0.026808 | 0.037625 | 0.043448 | 0.027401 | 0.028117 | 0.038871 | 0.044669 | 0.028739 | 0.02942 | 0.040127 | 0.04591 | 0.030071 | 0.030696 | 0.041396 | 0.047183 | 0.031375 | 0.031951 | 0.042668 | 0.048472 | 0.032657 | 0.033203 | 0.04397 | 0.049808 | 0.033936 | 0.034517 | 0.045303 | 0.051158 | 0.035279 | 0.035502 | 0.04631 | 0.052183 | 0.036287 | 0.036522 | 0.04734 | 0.053226 | 0.037329 | 0.037539 | 0.048383 | 0.05429 | 0.038368 | 0.038573 | 0.049443 | 0.05537 | 0.039425 | 0.039576 | 0.050462 | 0.056404 | 0.04045 | 0.040591 | 0.051498 | 0.057457 | 0.041487 | 0.041606 | 0.052533 | 0.05851 | 0.042524 | Qtr_Gen
[7 empty] | T&D Capacity | T&D ($/annual kWh) | 0 | 36-GST-Lodging-GuestRooms-Vent/Fan | 15 | TD:0:36-GST-Lodging-GuestRooms-Vent/Fan:15 |  | #REF! | #REF! | #REF! | #REF! | #REF! | #REF! | #REF! | #REF! | #REF! | #REF! | #REF! | #REF! | #REF! | #REF! | #REF! | #REF! | #REF! | #REF! | #REF! | #REF! | #REF! | #REF! | #REF! | #REF! | #REF! | #REF! | #REF! | #REF! | #REF! | #REF! | #REF! | #REF! | #REF! | #REF! | #REF! | #REF! | #REF! | #REF! | #REF! | #REF! | #REF! | #REF! | #REF! | #REF! | #REF! | #REF! | #REF! | #REF! | #REF! | #REF! | #REF! | #REF! | #REF! | #REF! | #REF! | #REF! | #REF! | #REF! | #REF! | #REF! | #REF! | #REF! | #REF! | #REF! | #REF! | #REF! | #REF! | #REF! | #REF! | #REF! | #REF! | #REF! | #REF! | #REF! | #REF! | #REF! | #REF! | #REF! | #REF! | #REF! | #REF! | #REF! | #REF! | #REF! | #REF! | #REF! | #REF! | #REF! | #REF! | #REF! | #REF! | #REF! | #REF! | #REF! | #REF! | #REF! | #REF! | #REF! | #REF! | #REF! | Qtr_TD
[8 empty] | '[SDG&E_hourlycosts_2010.xls]SDG&E-CZ15-Weighted Average-S'!$f$8767 |  |  |  | 3.5228 | Gen_Sum | 2013 1: #REF!; 2013 2: TD_Sum
[14 empty] | CP (kW per annual kWh) | [11 empty] | NCP (kW/ Annual kWh) | [11 empty] | Monthly (kWh/ Annual kWh) | [11 empty] | Emissions per Annual kwh
[13 empty] | Demand Scaler | Jan | Feb | Mar | Apr | May | Jun | Jul | Aug | Sep | Oct | Nov | Dec | Jan | Feb | Mar | Apr | May | Jun | Jul | Aug | Sep | Oct | Nov | Dec | Jan | Feb | Mar | Apr | May | Jun | Jul | Aug | Sep | Oct | Nov | Dec | CO2 | NOX | PM-10
|  | Month | Hour Start |  |  |  |  | Load Impacts | 0 | 36-GST-Lodging-GuestRooms-Vent/Fan | NA | Load:0:36-GST-Lodging-GuestRooms-Vent/Fan:NA | kWh | 0.00011931 | 0.00011931 | 0.00011931 | 0.00011931 | 0.00013085 | 0.00013085 | 0.00013085 | 0.00013085 | 0.00013085 | 0.00011931 | 0.00011931 | 0.00011931 | 0.00020229 | 0.00020229 | 0.00020229 | 0.00020229 | 0.00015666 | 0.00015666 | 0.00015666 | 0.00015666 | 0.00015666 | 0.00020229 | 0.00020229 | 0.00020229 | 0.082914 | 0.082914 | 0.082914 | 0.082914 | 0.08392 | 0.08392 | 0.08392 | 0.08392 | 0.08392 | 0.082914 | 0.082914 | 0.082914 | 0.00049779 | 0.00011862 | 6.5955e-05 | Mo_Impact
|  | 1999-01-01 | 1 | 744
|  | 1999-02-01 | 745 | 672
|  | 1999-03-01 | 1417 | 744
|  | 1999-04-01 | 2161 | 720
|  | 1999-05-01 | 2881 | 744
|  | 1999-06-01 | 3625 | 720
|  | 1999-07-01 | 4345 | 744
|  | 1999-08-01 | 5089 | 744
|  | 1999-09-01 | 5833 | 720
|  | 1999-10-01 | 6553 | 744
|  | 1999-11-01 | 7297 | 720
|  | 1999-12-01 | 8017 | 744
|  | 2000-01-01 | 8761
Monthly Coincident Peak
|  | Month | Rank | Volume | Index | Load Value |  | All values normalized to 1.0 for total annual savings | [5 empty] | CP (kW per annual kWh) Feb: Mo_Impact
|  | Jan | 1 | 26004.35 | 307 | 0
|  |  | 2 | 25966.05 | 306 | 0
|  |  | 3 | 25721.5 | 115 | 0
|  |  | 4 | 25570.6 | 114 | 0
|  |  | 5 | 25505.35 | 163 | 0
|  | Feb | 1 | 24085.05 | 787 | 0
|  |  | 2 | 23994.9 | 955 | 0
|  |  | 3 | 23971.35 | 811 | 0
|  |  | 4 | 23927.3 | 1291 | 0
|  |  | 5 | 23897.9 | 1267 | 0
|  | Mar | 1 | 24411.4 | 1651 | 0
|  |  | 2 | 24335.65 | 1435 | 0
|  |  | 3 | 24288.3 | 1483 | 0
|  |  | 4 | 24272.5 | 1627 | 0
|  |  | 5 | 24161.95 | 1507 | 0
|  | Apr | 1 | 23517.0667 | 2179 | 0
|  |  | 2 | 23457.6667 | 2180 | 0
|  |  | 3 | 23362.7333 | 2301 | 0
|  |  | 4 | 23341.1333 | 2655 | 0
|  |  | 5 | 23253.0333 | 2654 | 0
|  | May | 1 | 24260.7 | 3518 | 0
|  |  | 2 | 24201.15 | 3519 | 0
|  |  | 3 | 24112.3 | 3520 | 0
|  |  | 4 | 24046.95 | 3517 | 0
|  |  | 5 | 24016 | 3521 | 0
|  | Jun | 1 | 29991.9 | 4336 | 0
|  |  | 2 | 29986.75 | 4337 | 0
|  |  | 3 | 29914 | 4335 | 0
|  |  | 4 | 29396.2 | 4338 | 0
|  |  | 5 | 29212.2 | 4312 | 0
|  | Jul | 1 | 33706.05 | 4649 | 0
|  |  | 2 | 33601.1 | 4647 | 0
|  |  | 3 | 33576.55 | 4648 | 0
|  |  | 4 | 33488.05 | 4696 | 0
|  |  | 5 | 33330.5 | 4695 | 0
|  | Aug | 1 | 34957.55 | 5201 | 0
|  |  | 2 | 34829.5 | 5199 | 0
|  |  | 3 | 34823.15 | 5200 | 0
|  |  | 4 | 34723.35 | 5177 | 0
|  |  | 5 | 34720.8 | 5176 | 0
|  | Sep | 1 | 31604.35 | 5848 | 0
|  |  | 2 | 31553.3 | 5849 | 0
|  |  | 3 | 31291.9 | 5850 | 0
|  |  | 4 | 30801.1 | 6016 | 0
|  |  | 5 | 30673.7 | 5847 | 0
|  | Oct | 1 | 27348.95 | 6568 | 0
|  |  | 2 | 27237.2 | 6567 | 0
|  |  | 3 | 27030.75 | 6566 | 0
|  |  | 4 | 26944 | 6569 | 0
|  |  | 5 | 26461.65 | 6880 | 0
|  | Nov | 1 | 26741.35 | 7698 | 0
|  |  | 2 | 26638.15 | 7530 | 0
|  |  | 3 | 26624.5 | 7531 | 0
|  |  | 4 | 26584.65 | 7506 | 0
|  |  | 5 | 26546.05 | 7362 | 0
|  | Dec | 1 | 26510.75 | 8370 | 0
|  |  | 2 | 26465.5 | 8346 | 0
|  |  | 3 | 26459.4 | 8202 | 0
|  |  | 4 | 26338.8 | 8226 | 0
|  |  | 5 | 26285.35 | 8371 | 0
Note on O1: Year Index, starting at 1
Note on O3: Quarter 1 through 4
Run batch macro

## TOU Factors
|  |  | 225 | 0 | 36-GST-Lodging-GuestRooms-Vent/Fan
|  | CZ | Smr On | Smr Ptl | Smr Off |  | Wtr Ptl | Wtr Off | Smr On | Smr Ptl | Smr Off |  | Wtr Ptl | Wtr Off | Eu Mapping
| Load Shape in Use | All | 1.0103 | 1.2796 | 0.98228 | 1 | 0.99933 | 1.8627 | 0.0961 | 0.1168 | 0.2067 | 0.0553 | 0.2297 | 0.2954 | Ventilation
| Hours in TOU Period |  | 742 | 954 | 1976 | 444 | 1924 | 2720
| kW per annual kWh |  | 0.00013085 | 0.00015666 | 0.00010275 | 0.00012455 | 0.00011931 | 0.00020229
Sector | LOAD SHAPE
|  | Climate | Summer | Summer | Summer |  | Winter | Winter | Summer | Summer | Summer |  | Winter | Winter
| Enduse | Zone | On-Peak | Par-Peak | Off-Peak |  | Par-Peak | Off-Peak | On-Peak | Par-Peak | Off-Peak |  | Par-Peak | Off-Peak | CPUC
| Building_End_Use_Shape |  | (kW) | (kW) | (kW) |  | (kW) | (kW) | (kWh) | (kWh) | (kWh) |  | (kWh) | (kWh) | EU Mapping
| 01-ALC-AllCommercial-Cooling | All | 1.3527 | 1.9782 | 1.2611 | 1 | 1.1246 | 2.171 | 0.1785 | 0.1719 | 0.2273 | 0.0493 | 0.2221 | 0.1509 | Space Cooling
| 01-ALC-AllCommercial-ExtLight | All | 1.0673 | 0.13057 | 1.6278 | 1 | 0.67635 | 1.0936 | 0.0144 | 0.0899 | 0.2838 | 0.0741 | 0.1037 | 0.4341 | Exterior Lighting
| 01-ALC-AllCommercial-IntLight | All | 1.0481 | 1.415 | 0.88764 | 1 | 0.80079 | 2.748 | 0.1402 | 0.1301 | 0.1499 | 0.0578 | 0.3068 | 0.2152 | Interior Lighting
| 01-ALC-AllCommercial-OffEquip | All | 1.0302 | 1.2299 | 0.97738 | 1 | 0.91339 | 1.5072 | 0.0958 | 0.1118 | 0.2119 | 0.044 | 0.2338 | 0.3027 | Office Equipment
| 01-ALC-AllCommercial-Refrig | All | 1.0258 | 1.0598 | 1.0183 | 1 | 0.87317 | 1.1191 | 0.0834 | 0.1002 | 0.2353 | 0.0486 | 0.1966 | 0.3361 | Refrigeration
| 01-ALC-AllCommercial-Vent/Fan | All | 1.0103 | 1.2796 | 0.98228 | 1 | 0.99933 | 1.8627 | 0.0961 | 0.1168 | 0.2067 | 0.0553 | 0.2297 | 0.2954 | Ventilation
| 02-ASM-Assembly-Cooling | All | 1.5 | 1 | 1 | 1 | 1 | 1 | 0.32886 | 0.21842 | 0.12888 | 0.03134 | 0.23145 | 0.06105 | Space Cooling
| 02-ASM-Assembly-Exit | All | 1 | 1 | 1 | 1 | 1 | 1 | 0.0847 | 0.1089 | 0.2256 | 0.0503 | 0.2182 | 0.3123 | Other
| 02-ASM-Assembly-ExtLight | All | 0.27897 | 0.10255 | 1.5156 | 1 | 0.14615 | 1.0378 | 0.03608 | 0.10462 | 0.28139 | 0.08009 | 0.1118 | 0.386 | Exterior Lighting
| 02-ASM-Assembly-IntLight | All | 1 | 1 | 1 | 1 | 1 | 1 | 0.13198 | 0.16337 | 0.12614 | 0.07244 | 0.3327 | 0.17335 | Interior Lighting
| 03-BCR-BothResidentialandCommercial-COOL | All | 1.4695 | 2.2243 | 1.4271 | 1 | 0.25428 | 1.418 | 0.21422 | 0.1529 | 0.1448 | 0.058322 | 0.28615 | 0.1437 | Space Cooling
| 03-BCR-BothResidentialandCommercial-LIT_INT | All | 1.0503 | 1.3272 | 0.94082 | 1 | 1.0164 | 1.8005 | 0.134 | 0.1243 | 0.1574 | 0.06705 | 0.29345 | 0.2238 | Interior Lighting
| 03-BCR-BothResidentialandCommercial-OFF_EQ | All | 1.0598 | 1.2341 | 0.9821 | 1 | 1.0599 | 1.4642 | 0.1195 | 0.1193 | 0.1783 | 0.06021 | 0.27139 | 0.2513 | Office Equipment
| 03-BCR-BothResidentialandCommercial-LIT_EXT | All | 0.27897 | 0.10255 | 1.5156 | 1 | 0.14615 | 1.0378 | 0.0331 | 0.1064 | 0.2797 | 0.0304 | 0.1626 | 0.3878 | Exterior Lighting
| 03-BCR-BothResidentialandCommercial-REFG | All | 1.0389 | 1.0606 | 1.0082 | 1 | 0.93851 | 1.141 | 0.0946 | 0.1119 | 0.2194 | 0.0526 | 0.2242 | 0.2973 | Refrigeration
| 03-BCR-BothResidentialandCommercial-VENT | All | 1.0846 | 1.3283 | 1.1682 | 1 | 0.85045 | 1.9857 | 0.1377 | 0.1218 | 0.1532 | 0.0675 | 0.2954 | 0.2244 | Ventilation
| 04-DMO-ResidentialMobileHome–DoubleWide-CL_DRY | All | 0.83405 | 1.0096 | 1.9572 | 1.0451 | 0.74392 | 1.6116 | 0.11749 | 0.12479 | 0.13714 | 0.05611 | 0.34157 | 0.22291 | Clothes Dryer
| 04-DMO-ResidentialMobileHome–DoubleWide-CL_WASH | All | 0.89344 | 0.85952 | 1.8807 | 1.9968 | 0.73047 | 2.1085 | 0.11627 | 0.15539 | 0.14787 | 0.03113 | 0.36875 | 0.1806 | Clothes Washer
| 04-DMO-ResidentialMobileHome–DoubleWide-DSH_WASH | All | 2.1029 | 1.5488 | 1.0887 | 1.1092 | 1.5396 | 3.626 | 0.09059 | 0.15815 | 0.13503 | 0.10277 | 0.32086 | 0.19259 | Dishwasher
| 04-DMO-ResidentialMobileHome–DoubleWide-FREEZ | All | 0.96119 | 1.0765 | 1.1719 | 1.245 | 1.2576 | 1.216 | 0.10185 | 0.11692 | 0.23724 | 0.04705 | 0.20184 | 0.29511 | Refrigeration
| 04-DMO-ResidentialMobileHome–DoubleWide-LIGHT | All | 1.4012 | 1.1401 | 0.9085 | 0.62824 | 1.175 | 1.2364 | 0.07208 | 0.1139 | 0.19551 | 0.09619 | 0.22288 | 0.29944 | Interior Lighting
| 04-DMO-ResidentialMobileHome–DoubleWide-POOL_PMP | All | 0.26041 | 0.37687 | 2.3803 | 1.8219 | 0.29793 | 0.79186 | 0.15555 | 0.1382 | 0.15286 | 0.0133 | 0.35256 | 0.18752 | Pool Pump
| 04-DMO-ResidentialMobileHome–DoubleWide-REFG | All | 1.0356 | 1.0961 | 1.1154 | 1.1733 | 1.2966 | 1.2769 | 0.09759 | 0.11855 | 0.24006 | 0.05154 | 0.20212 | 0.29015 | Refrigeration
| 04-DMO-ResidentialMobileHome–DoubleWide-SP_COOL | All | 2.9439 | 9.0849 | 16.6154 | 1 | 1 | 1 | 0.34704 | 0.21055 | 0.33241 | 0.03721 | 0.024807 | 0.047983 | Space Cooling
| 04-DMO-ResidentialMobileHome–DoubleWide-SP_HEAT | All | 1 | 1 | 1 | 1 | 1 | 1 | 0 | 0 | 0 | 0.075944 | 0.17597 | 0.74809 | Space Heating
| 04-DMO-ResidentialMobileHome–DoubleWide-WAT_HEAT | All | 1.2889 | 0.95581 | 1.0782 | 0.86057 | 0.87246 | 1.1976 | 0.07419 | 0.12864 | 0.15374 | 0.06649 | 0.28421 | 0.29272 | Water Heating
| 05-ECC-Education–CommunityCollege-COOL | All | 1.3612 | 1.8778 | 1.4921 | 1 | 0.1176 | 3.9395 | 0.22633 | 0.16696 | 0.096565 | 0.063909 | 0.3509 | 0.095335 | Space Cooling
| 05-ECC-Education–CommunityCollege-LIT_INT | All | 1.0033 | 1.1764 | 0.79148 | 1 | 0.99987 | 2.487 | 0.1476 | 0.1275 | 0.1326 | 0.06712 | 0.32968 | 0.1954 | Interior Lighting
| 05-ECC-Education–CommunityCollege-OFF_EQ | All | 0.86933 | 1.0194 | 1.0368 | 1 | 0.89238 | 1.7837 | 0.1237 | 0.1239 | 0.1681 | 0.05632 | 0.28838 | 0.2397 | Office Equipment
| 05-ECC-Education–CommunityCollege-LIT_EXT | All | 0.07849 | 0.0315 | 1.4807 | 1 | 0.04846 | 1.2748 | 0.0334 | 0.1041 | 0.2817 | 0.0296 | 0.1605 | 0.3907 | Exterior Lighting
| 05-ECC-Education–CommunityCollege-REFG | All | 1.0158 | 1.0413 | 0.98185 | 1 | 0.9266 | 1.0982 | 0.0915 | 0.1106 | 0.2192 | 0.0523 | 0.224 | 0.3023 | Refrigeration
| 05-ECC-Education–CommunityCollege-VENT | All | 1.0438 | 1.2923 | 1.3104 | 1 | 0.91752 | 2.1133 | 0.143 | 0.1256 | 0.1333 | 0.06904 | 0.33736 | 0.1917 | Ventilation
| 06-EPR-Education–PrimarySchool-COOL | All | 1.392 | 2.5501 | 2.2399 | 1 | 0.00716 | 0.17507 | 0.3131 | 0.23541 | 0.049929 | 0.059233 | 0.31526 | 0.027071 | Space Cooling
| 06-EPR-Education–PrimarySchool-LIT_INT | All | 0.82056 | 1.2943 | 0.92243 | 1 | 1.4381 | 2.8874 | 0.1565 | 0.1432 | 0.0889 | 0.08288 | 0.38902 | 0.1395 | Interior Lighting
| 06-EPR-Education–PrimarySchool-OFF_EQ | All | 0.84047 | 1.1676 | 0.98519 | 1 | 1.2694 | 2.1603 | 0.1348 | 0.1271 | 0.1273 | 0.06952 | 0.34028 | 0.2009 | Office Equipment
| 06-EPR-Education–PrimarySchool-LIT_EXT | All | 0.07625 | 0.03022 | 1.4839 | 1 | 0.04239 | 1.27 | 0.0332 | 0.104 | 0.2818 | 0.0296 | 0.1604 | 0.3909 | Exterior Lighting
| 06-EPR-Education–PrimarySchool-REFG | All | 0.96467 | 1.0086 | 0.85001 | 1 | 1.1004 | 1.0084 | 0.0883 | 0.1061 | 0.2087 | 0.0543 | 0.2319 | 0.3106 | Refrigeration
| 06-EPR-Education–PrimarySchool-VENT | All | 0.84708 | 1.408 | 1.0304 | 1 | 1.2874 | 3.3558 | 0.1861 | 0.1512 | 0.0455 | 0.09776 | 0.44504 | 0.0745 | Ventilation
| 07-ESE-Education–SecondarySchool-COOL | All | 1.392 | 2.5501 | 2.2399 | 1 | 0.00716 | 0.17507 | 0.3131 | 0.23541 | 0.049929 | 0.059233 | 0.31526 | 0.027071 | Space Cooling
| 07-ESE-Education–SecondarySchool-LIT_INT | All | 0.82056 | 1.2943 | 0.92243 | 1 | 1.4381 | 2.8874 | 0.1565 | 0.1432 | 0.0889 | 0.08288 | 0.38902 | 0.1395 | Interior Lighting
| 07-ESE-Education–SecondarySchool-OFF_EQ | All | 0.84047 | 1.1676 | 0.98519 | 1 | 1.2694 | 2.1603 | 0.1348 | 0.1271 | 0.1273 | 0.06952 | 0.34028 | 0.2009 | Office Equipment
| 07-ESE-Education–SecondarySchool-LIT_EXT | All | 0.07625 | 0.03022 | 1.4839 | 1 | 0.04239 | 1.27 | 0.0332 | 0.104 | 0.2818 | 0.0296 | 0.1604 | 0.3909 | Exterior Lighting
| 07-ESE-Education–SecondarySchool-REFG | All | 0.96467 | 1.0086 | 0.85001 | 1 | 1.1004 | 1.0084 | 0.0883 | 0.1061 | 0.2087 | 0.0543 | 0.2319 | 0.3106 | Refrigeration
| 07-ESE-Education–SecondarySchool-VENT | All | 0.84708 | 1.408 | 1.0304 | 1 | 1.2874 | 3.3558 | 0.1861 | 0.1512 | 0.0455 | 0.09776 | 0.44504 | 0.0745 | Ventilation
| 08-EUN-Education–University-COOL | All | 1.3612 | 1.8778 | 1.4921 | 1 | 0.1176 | 3.9395 | 0.22633 | 0.16696 | 0.096565 | 0.063909 | 0.3509 | 0.095335 | Space Cooling
| 08-EUN-Education–University-LIT_INT | All | 1.0033 | 1.1764 | 0.79148 | 1 | 0.99987 | 2.487 | 0.1476 | 0.1275 | 0.1326 | 0.06712 | 0.32968 | 0.1954 | Interior Lighting
| 08-EUN-Education–University-OFF_EQ | All | 0.86933 | 1.0194 | 1.0368 | 1 | 0.89238 | 1.7837 | 0.1237 | 0.1239 | 0.1681 | 0.05632 | 0.28838 | 0.2397 | Office Equipment
| 08-EUN-Education–University-LIT_EXT | All | 0.07849 | 0.0315 | 1.4807 | 1 | 0.04846 | 1.2748 | 0.0334 | 0.1041 | 0.2817 | 0.0296 | 0.1605 | 0.3907 | Exterior Lighting
| 08-EUN-Education–University-REFG | All | 1.0158 | 1.0413 | 0.98185 | 1 | 0.9266 | 1.0982 | 0.0915 | 0.1106 | 0.2192 | 0.0523 | 0.224 | 0.3023 | Refrigeration
| 08-EUN-Education–University-VENT | All | 1.0438 | 1.2923 | 1.3104 | 1 | 0.91752 | 2.1133 | 0.143 | 0.1256 | 0.1333 | 0.06904 | 0.33736 | 0.1917 | Ventilation
| 09-GRO-Grocery-COOL | All | 1.4407 | 1.584 | 2.0556 | 1 | 1.2388 | 0.78141 | 0.13831 | 0.13893 | 0.23879 | 0.048272 | 0.22059 | 0.21511 | Space Cooling
| 09-GRO-Grocery-LIT_INT | All | 1.0175 | 1.0376 | 1.1438 | 1 | 0.96523 | 1.3757 | 0.1012 | 0.1172 | 0.1982 | 0.0594 | 0.2438 | 0.2801 | Interior Lighting
| 09-GRO-Grocery-OFF_EQ | All | 1.0154 | 1.0658 | 1.0655 | 1 | 0.93885 | 1.3758 | 0.1012 | 0.1151 | 0.1981 | 0.0592 | 0.2438 | 0.2826 | Office Equipment
| 09-GRO-Grocery-LIT_EXT | All | 0.08663 | 0.03395 | 1.4851 | 1 | 0.04713 | 1.2465 | 0.033 | 0.1042 | 0.2821 | 0.0295 | 0.1602 | 0.391 | Exterior Lighting
| 09-GRO-Grocery-REFG | All | 1.0663 | 1.0605 | 1.031 | 1 | 0.96818 | 1.0981 | 0.0922 | 0.1113 | 0.2234 | 0.0512 | 0.2202 | 0.3017 | Refrigeration
| 09-GRO-Grocery-VENT | All | 1.0213 | 1.0274 | 1.032 | 1 | 1.0855 | 1.0659 | 0.0892 | 0.1113 | 0.2219 | 0.0511 | 0.2203 | 0.3063 | Ventilation
| 10-HSP-Health/Medical–Hospital-COOL | All | 1.5373 | 1.7558 | 1.7078 | 1 | 1.1333 | 1.411 | 0.23211 | 0.16687 | 0.16785 | 0.050849 | 0.25166 | 0.13075 | Space Cooling
| 10-HSP-Health/Medical–Hospital-LIT_INT | All | 1.0616 | 1.2996 | 0.86309 | 1 | 1.0142 | 1.6561 | 0.1285 | 0.1247 | 0.1731 | 0.05528 | 0.28342 | 0.2349 | Interior Lighting
| 10-HSP-Health/Medical–Hospital-OFF_EQ | All | 1.076 | 1.228 | 0.90226 | 1 | 1.0459 | 1.3449 | 0.1142 | 0.1192 | 0.1925 | 0.04976 | 0.26314 | 0.2613 | Office Equipment
| 10-HSP-Health/Medical–Hospital-LIT_EXT | All | 0.11079 | 0.03174 | 1.5785 | 1 | 0.05172 | 1.3415 | 0.0352 | 0.1064 | 0.2775 | 0.0312 | 0.1647 | 0.385 | Exterior Lighting
| 10-HSP-Health/Medical–Hospital-REFG | All | 1.0456 | 1.0762 | 1.0352 | 1 | 0.92833 | 1.1593 | 0.0962 | 0.1133 | 0.2199 | 0.0527 | 0.224 | 0.2938 | Refrigeration
| 10-HSP-Health/Medical–Hospital-VENT | All | 1.1253 | 1.3828 | 0.95871 | 1 | 1.1525 | 1.5719 | 0.131 | 0.1207 | 0.17 | 0.05568 | 0.28582 | 0.2369 | Ventilation
| 11-HTL-Lodging–Hotel(GuestRooms)-COOL | All | 2.1811 | 3.0258 | 2.2377 | 1 | 0.07231 | 0.29752 | 0.18548 | 0.16047 | 0.2646 | 0.040337 | 0.18462 | 0.1645 | Space Cooling
| 11-HTL-Lodging–Hotel(GuestRooms)-LIT_INT | All | 1.045 | 1.0215 | 1.1164 | 1 | 0.97822 | 1.0572 | 0.0889 | 0.1131 | 0.228 | 0.05 | 0.2163 | 0.3036 | Interior Lighting
| 11-HTL-Lodging–Hotel(GuestRooms)-OFF_EQ | All | 1.0461 | 1.0897 | 0.99141 | 1 | 1.0059 | 1.047 | 0.0917 | 0.1126 | 0.2236 | 0.0514 | 0.2204 | 0.3003 | Office Equipment
| 11-HTL-Lodging–Hotel(GuestRooms)-LIT_EXT | All | 0.11831 | 0.04789 | 1.4892 | 1 | 0.06856 | 1.259 | 0.034 | 0.1044 | 0.2804 | 0.0301 | 0.1618 | 0.3894 | Exterior Lighting
| 11-HTL-Lodging–Hotel(GuestRooms)-REFG | All | 1.0302 | 1.0406 | 1.0517 | 1 | 0.92959 | 1.1193 | 0.0925 | 0.1127 | 0.2185 | 0.0528 | 0.2247 | 0.2988 | Refrigeration
| 11-HTL-Lodging–Hotel(GuestRooms)-VENT | All | 1.0429 | 1.0426 | 1.0392 | 1 | 1.1109 | 1.0252 | 0.085 | 0.1088 | 0.2236 | 0.0498 | 0.2176 | 0.3151 | Ventilation
| 12-MBT-Manufacturing–Bio/Tech-AG_PUMP | All | 1 | 1 | 1 | 1 | 1 | 1 | 0.1297 | 0.1656 | 0.3173 | 0.02992 | 0.20138 | 0.1562 | Pumps
| 12-MBT-Manufacturing–Bio/Tech-COMP_AIR | All | 1 | 1 | 1 | 1 | 1 | 1 | 0.101 | 0.1187 | 0.2194 | 0.04376 | 0.28914 | 0.228 | Compressed Air
| 12-MBT-Manufacturing–Bio/Tech-COOL | All | 1.5 | 1 | 1 | 1 | 1 | 1 | 0.2408 | 0.2115 | 0.3174 | 0.01988 | 0.09762 | 0.1127 | Space Cooling
| 12-MBT-Manufacturing–Bio/Tech-LIGHT | All | 1 | 1 | 1 | 1 | 1 | 1 | 0.1491 | 0.1271 | 0.1723 | 0.0572 | 0.2206 | 0.2738 | Interior Lighting
| 12-MBT-Manufacturing–Bio/Tech-MOTOR | All | 1 | 1 | 1 | 1 | 1 | 1 | 0.101 | 0.1187 | 0.2194 | 0.04376 | 0.28914 | 0.228 | Motors
| 12-MBT-Manufacturing–Bio/Tech-PROC_OTH | All | 1 | 1 | 1 | 1 | 1 | 1 | 0.101 | 0.1187 | 0.2194 | 0.04376 | 0.28914 | 0.228 | Process
| 13-MFM-ResidentialMulti-family-CL_DRY | All | 0.83405 | 1.0096 | 1.9572 | 1.0451 | 0.74392 | 1.6116 | 0.11749 | 0.12479 | 0.13714 | 0.05611 | 0.34157 | 0.22291 | Clothes Dryer
| 13-MFM-ResidentialMulti-family-CL_WASH | All | 0.89344 | 0.85952 | 1.8807 | 1.9968 | 0.73047 | 2.1085 | 0.11627 | 0.15539 | 0.14787 | 0.03113 | 0.36875 | 0.1806 | Clothes Washer
| 13-MFM-ResidentialMulti-family-DSH_WASH | All | 2.1029 | 1.5488 | 1.0887 | 1.1092 | 1.5396 | 3.626 | 0.09059 | 0.15815 | 0.13503 | 0.10277 | 0.32086 | 0.19259 | Dishwasher
| 13-MFM-ResidentialMulti-family-FREEZ | All | 0.96119 | 1.0765 | 1.1719 | 1.245 | 1.2576 | 1.216 | 0.10185 | 0.11692 | 0.23724 | 0.04705 | 0.20184 | 0.29511 | Refrigeration
| 13-MFM-ResidentialMulti-family-LIGHT | All | 1.4012 | 1.1401 | 0.9085 | 0.62824 | 1.175 | 1.2364 | 0.07208 | 0.1139 | 0.19551 | 0.09619 | 0.22288 | 0.29944 | Interior Lighting
| 13-MFM-ResidentialMulti-family-POOL_PMP | All | 0.26041 | 0.37687 | 2.3803 | 1.8219 | 0.29793 | 0.79186 | 0.15555 | 0.1382 | 0.15286 | 0.0133 | 0.35256 | 0.18752 | Pool Pump
| 13-MFM-ResidentialMulti-family-REFG | All | 1.0356 | 1.0961 | 1.1154 | 1.1733 | 1.2966 | 1.2769 | 0.09759 | 0.11855 | 0.24006 | 0.05154 | 0.20212 | 0.29015 | Refrigeration
| 13-MFM-ResidentialMulti-family-SP_COOL | All | 2.9439 | 9.0849 | 16.6154 | 1 | 1 | 1 | 0.34704 | 0.21055 | 0.33241 | 0.03721 | 0.024807 | 0.047983 | Space Cooling
| 13-MFM-ResidentialMulti-family-SP_HEAT | All | 1 | 1 | 1 | 1 | 1 | 1 | 0 | 0 | 0 | 0.075944 | 0.17597 | 0.74809 | Space Heating
| 13-MFM-ResidentialMulti-family-WAT_HEAT | All | 1.2889 | 0.95581 | 1.0782 | 0.86057 | 0.87246 | 1.1976 | 0.07419 | 0.12864 | 0.15374 | 0.06649 | 0.28421 | 0.29272 | Water Heating
| 14-MLI-Manufacturing–LightIndustry-AG_PUMP | All | 1 | 1 | 1 | 1 | 1 | 1 | 0.1297 | 0.1656 | 0.3173 | 0.02992 | 0.20138 | 0.1562 | Pumps
| 14-MLI-Manufacturing–LightIndustry-COMP_AIR | All | 1 | 1 | 1 | 1 | 1 | 1 | 0.101 | 0.1187 | 0.2194 | 0.04376 | 0.28914 | 0.228 | Compressed Air
| 14-MLI-Manufacturing–LightIndustry-COOL | All | 1.5 | 1 | 1 | 1 | 1 | 1 | 0.2408 | 0.2115 | 0.3174 | 0.01988 | 0.09762 | 0.1127 | Space Cooling
| 14-MLI-Manufacturing–LightIndustry-LIGHT | All | 1 | 1 | 1 | 1 | 1 | 1 | 0.1491 | 0.1271 | 0.1723 | 0.0572 | 0.2206 | 0.2738 | Interior Lighting
| 14-MLI-Manufacturing–LightIndustry-MOTOR | All | 1 | 1 | 1 | 1 | 1 | 1 | 0.101 | 0.1187 | 0.2194 | 0.04376 | 0.28914 | 0.228 | Motors
| 14-MLI-Manufacturing–LightIndustry-PROC_OTH | All | 1 | 1 | 1 | 1 | 1 | 1 | 0.101 | 0.1187 | 0.2194 | 0.04376 | 0.28914 | 0.228 | Process
| 15-MTL-Lodging–Motel-COOL | All | 2.1811 | 3.0258 | 2.2377 | 1 | 0.07231 | 0.29752 | 0.18548 | 0.16047 | 0.2646 | 0.040337 | 0.18462 | 0.1645 | Space Cooling
| 15-MTL-Lodging–Motel-LIT_INT | All | 1.045 | 1.0215 | 1.1164 | 1 | 0.97822 | 1.0572 | 0.0889 | 0.1131 | 0.228 | 0.05 | 0.2163 | 0.3036 | Interior Lighting
| 15-MTL-Lodging–Motel-OFF_EQ | All | 1.0461 | 1.0897 | 0.99141 | 1 | 1.0059 | 1.047 | 0.0917 | 0.1126 | 0.2236 | 0.0514 | 0.2204 | 0.3003 | Office Equipment
| 15-MTL-Lodging–Motel-LIT_EXT | All | 0.11831 | 0.04789 | 1.4892 | 1 | 0.06856 | 1.259 | 0.034 | 0.1044 | 0.2804 | 0.0301 | 0.1618 | 0.3894 | Exterior Lighting
| 15-MTL-Lodging–Motel-REFG | All | 1.0302 | 1.0406 | 1.0517 | 1 | 0.92959 | 1.1193 | 0.0925 | 0.1127 | 0.2185 | 0.0528 | 0.2247 | 0.2988 | Refrigeration
| 15-MTL-Lodging–Motel-VENT | All | 1.0429 | 1.0426 | 1.0392 | 1 | 1.1109 | 1.0252 | 0.085 | 0.1088 | 0.2236 | 0.0498 | 0.2176 | 0.3151 | Ventilation
| 16-NRS-Health/Medical–Clinic-COOL | All | 1.4695 | 2.2243 | 1.4271 | 1 | 0.25428 | 1.418 | 0.21422 | 0.1529 | 0.1448 | 0.058322 | 0.28615 | 0.1437 | Space Cooling
| 16-NRS-Health/Medical–Clinic-LIT_INT | All | 1.0503 | 1.3272 | 0.94082 | 1 | 1.0164 | 1.8005 | 0.134 | 0.1243 | 0.1574 | 0.06705 | 0.29345 | 0.2238 | Interior Lighting
| 16-NRS-Health/Medical–Clinic-OFF_EQ | All | 1.0598 | 1.2341 | 0.9821 | 1 | 1.0599 | 1.4642 | 0.1195 | 0.1193 | 0.1783 | 0.06021 | 0.27139 | 0.2513 | Office Equipment
| 16-NRS-Health/Medical–Clinic-LIT_EXT | All | 0.27897 | 0.10255 | 1.5156 | 1 | 0.14615 | 1.0378 | 0.0331 | 0.1064 | 0.2797 | 0.0304 | 0.1626 | 0.3878 | Exterior Lighting
| 16-NRS-Health/Medical–Clinic-REFG | All | 1.0389 | 1.0606 | 1.0082 | 1 | 0.93851 | 1.141 | 0.0946 | 0.1119 | 0.2194 | 0.0526 | 0.2242 | 0.2973 | Refrigeration
| 16-NRS-Health/Medical–Clinic-VENT | All | 1.0846 | 1.3283 | 1.1682 | 1 | 0.85045 | 1.9857 | 0.1377 | 0.1218 | 0.1532 | 0.0675 | 0.2954 | 0.2244 | Ventilation
| 17-OFL-Office–Large-Cooling | All | 1.3527 | 1.9782 | 1.2611 | 1 | 1.1246 | 2.171 | 0.1785 | 0.1719 | 0.2273 | 0.0493 | 0.2221 | 0.1509 | Space Cooling
| 17-OFL-Office–Large-ExtLight | All | 1.0673 | 0.13057 | 1.6278 | 1 | 0.67635 | 1.0936 | 0.0144 | 0.0899 | 0.2838 | 0.0741 | 0.1037 | 0.4341 | Interior Lighting
| 17-OFL-Office–Large-IntLight | All | 1.0481 | 1.415 | 0.88764 | 1 | 0.80079 | 2.748 | 0.1402 | 0.1301 | 0.1499 | 0.0578 | 0.3068 | 0.2152 | Office Equipment
| 17-OFL-Office–Large-OffEquip | All | 1.0302 | 1.2299 | 0.97738 | 1 | 0.91339 | 1.5072 | 0.0958 | 0.1118 | 0.2119 | 0.044 | 0.2338 | 0.3027 | Exterior Lighting
| 17-OFL-Office–Large-Refrig | All | 1.0258 | 1.0598 | 1.0183 | 1 | 0.87317 | 1.1191 | 0.0834 | 0.1002 | 0.2353 | 0.0486 | 0.1966 | 0.3361 | Refrigeration
| 17-OFL-Office–Large-Vent/Fan | All | 1.0103 | 1.2796 | 0.98228 | 1 | 0.99933 | 1.8627 | 0.0961 | 0.1168 | 0.2067 | 0.0553 | 0.2297 | 0.2954 | Ventilation
| 18-OFS-Office–Small-Cooling | All | 1.3527 | 1.9782 | 1.2611 | 1 | 1.1246 | 2.171 | 0.2126 | 0.1791 | 0.1384 | 0.0379 | 0.3047 | 0.1273 | Space Cooling
| 18-OFS-Office–Small-ExtLight | All | 1.0673 | 0.13057 | 1.6278 | 1 | 0.67635 | 1.0936 | 0.0118 | 0.0868 | 0.2626 | 0.0842 | 0.1062 | 0.4485 | Interior Lighting
| 18-OFS-Office–Small-IntLight | All | 1.0481 | 1.415 | 0.88764 | 1 | 0.80079 | 2.748 | 0.1369 | 0.1257 | 0.1575 | 0.0666 | 0.2905 | 0.2227 | Office Equipment
| 18-OFS-Office–Small-OffEquip | All | 1.0302 | 1.2299 | 0.97738 | 1 | 0.91339 | 1.5072 | 0.0919 | 0.1066 | 0.2209 | 0.0503 | 0.2195 | 0.3109 | Exterior Lighting
| 18-OFS-Office–Small-Refrig | All | 1.0258 | 1.0598 | 1.0183 | 1 | 0.87317 | 1.1191 | 0.0781 | 0.0979 | 0.2427 | 0.0548 | 0.1846 | 0.3419 | Refrigeration
| 18-OFS-Office–Small-Vent/Fan | All | 1.0103 | 1.2796 | 0.98228 | 1 | 0.99933 | 1.8627 | 0.1522 | 0.0904 | 0.1766 | 0.0599 | 0.2328 | 0.2882 | Ventilation
| 19-RES-AllResidential-CL_DRY | All | 0.83405 | 1.0096 | 1.9572 | 1.0451 | 0.74392 | 1.6116 | 0.11749 | 0.12479 | 0.13714 | 0.05611 | 0.34157 | 0.22291 | Clothes Dryer
| 19-RES-AllResidential-CL_WASH | All | 0.89344 | 0.85952 | 1.8807 | 1.9968 | 0.73047 | 2.1085 | 0.11627 | 0.15539 | 0.14787 | 0.03113 | 0.36875 | 0.1806 | Clothes Washer
| 19-RES-AllResidential-DSH_WASH | All | 2.1029 | 1.5488 | 1.0887 | 1.1092 | 1.5396 | 3.626 | 0.09059 | 0.15815 | 0.13503 | 0.10277 | 0.32086 | 0.19259 | Dishwasher
| 19-RES-AllResidential-FREEZ | All | 0.96119 | 1.0765 | 1.1719 | 1.245 | 1.2576 | 1.216 | 0.10185 | 0.11692 | 0.23724 | 0.04705 | 0.20184 | 0.29511 | Refrigeration
| 19-RES-AllResidential-LIGHT | All | 1.4012 | 1.1401 | 0.9085 | 0.62824 | 1.175 | 1.2364 | 0.07208 | 0.1139 | 0.19551 | 0.09619 | 0.22288 | 0.29944 | Interior Lighting
| 19-RES-AllResidential-POOL_PMP | All | 0.26041 | 0.37687 | 2.3803 | 1.8219 | 0.29793 | 0.79186 | 0.15555 | 0.1382 | 0.15286 | 0.0133 | 0.35256 | 0.18752 | Pool Pump
| 19-RES-AllResidential-REFG | All | 1.0356 | 1.0961 | 1.1154 | 1.1733 | 1.2966 | 1.2769 | 0.09759 | 0.11855 | 0.24006 | 0.05154 | 0.20212 | 0.29015 | Refrigeration
| 19-RES-AllResidential-SP_COOL | All | 2.9439 | 9.0849 | 16.6154 | 1 | 1 | 1 | 0.34704 | 0.21055 | 0.33241 | 0.03721 | 0.024807 | 0.047983 | Space Cooling
| 19-RES-AllResidential-SP_HEAT | All | 1 | 1 | 1 | 1 | 1 | 1 | 0 | 0 | 0 | 0.075944 | 0.17597 | 0.74809 | Space Heating
| 19-RES-AllResidential-WAT_HEAT | All | 1.2889 | 0.95581 | 1.0782 | 0.86057 | 0.87246 | 1.1976 | 0.07419 | 0.12864 | 0.15374 | 0.06649 | 0.28421 | 0.29272 | Water Heating
| 20-RFF-Restaurant–FastFood-Cooling | All | 1.1646 | 1.3934 | 1.5422 | 1 | 1.196 | 0.70362 | 0.2561 | 0.2116 | 0.356 | 0.024 | 0.0848 | 0.0675 | Space Cooling
| 20-RFF-Restaurant–FastFood-ExtLight | All | 0.15139 | 0.03916 | 1.5523 | 1 | 0.05887 | 1.2817 | 0.0111 | 0.0869 | 0.3315 | 0.0507 | 0.102 | 0.4179 | Interior Lighting
| 20-RFF-Restaurant–FastFood-IntLight | All | 1.0318 | 1.1573 | 1.3548 | 1 | 0.80587 | 1.5645 | 0.1089 | 0.1261 | 0.1834 | 0.0635 | 0.2559 | 0.2623 | Office Equipment
| 20-RFF-Restaurant–FastFood-OffEquip | All | 1.0652 | 1.131 | 1.5008 | 1 | 0.62101 | 1.8654 | 0.1245 | 0.1299 | 0.1646 | 0.0749 | 0.2719 | 0.2342 | Exterior Lighting
| 20-RFF-Restaurant–FastFood-Refrig | All | 1.068 | 1.1033 | 1.0277 | 1 | 0.92831 | 1.087 | 0.1044 | 0.1023 | 0.2122 | 0.056 | 0.223 | 0.3021 | Refrigeration
| 20-RFF-Restaurant–FastFood-Vent/Fan | All | 1.0533 | 1.2419 | 1.9258 | 1 | 0.42233 | 2.3993 | 0.1014 | 0.1136 | 0.2037 | 0.0594 | 0.232 | 0.2898 | Ventilation
| 21-RSD-Restaurant–SitDown-COOL | All | 1.1646 | 1.3934 | 1.5422 | 1 | 1.196 | 0.70362 | 0.21191 | 0.1521 | 0.17933 | 0.063976 | 0.24301 | 0.14957 | Space Cooling
| 21-RSD-Restaurant–SitDown-LIT_INT | All | 1.0318 | 1.1573 | 1.3548 | 1 | 0.80587 | 1.5645 | 0.1145 | 0.1214 | 0.1866 | 0.0704 | 0.2495 | 0.2575 | Interior Lighting
| 21-RSD-Restaurant–SitDown-OFF_EQ | All | 1.0652 | 1.131 | 1.5008 | 1 | 0.62101 | 1.8654 | 0.1244 | 0.1245 | 0.1788 | 0.07359 | 0.25651 | 0.2421 | Office Equipment
| 21-RSD-Restaurant–SitDown-LIT_EXT | All | 0.15139 | 0.03916 | 1.5523 | 1 | 0.05887 | 1.2817 | 0.0346 | 0.1056 | 0.2788 | 0.0307 | 0.1633 | 0.3869 | Exterior Lighting
| 21-RSD-Restaurant–SitDown-PROC_OTH | All | 1 | 1 | 1 | 1 | 1 | 1 | 0.101 | 0.1187 | 0.2194 | 0.04376 | 0.28914 | 0.228 | Process
| 21-RSD-Restaurant–SitDown-REFG | All | 1.068 | 1.1033 | 1.0277 | 1 | 0.92831 | 1.087 | 0.0943 | 0.1122 | 0.2228 | 0.0517 | 0.2214 | 0.2975 | Refrigeration
| 21-RSD-Restaurant–SitDown-VENT | All | 1.0533 | 1.2419 | 1.9258 | 1 | 0.42233 | 2.3993 | 0.1404 | 0.1242 | 0.1563 | 0.08173 | 0.27767 | 0.2197 | Ventilation
| 22-RT3-Retail–3StoryLarge-COOL | All | 1.201 | 1.4635 | 1.4748 | 1 | 1.2226 | 0.85362 | 0.2403 | 0.16679 | 0.14845 | 0.06219 | 0.26272 | 0.11965 | Space Cooling
| 22-RT3-Retail–3StoryLarge-LIT_INT | All | 1.0236 | 1.1668 | 1.16 | 1 | 0.76469 | 2.2711 | 0.1342 | 0.1276 | 0.1538 | 0.0757 | 0.2889 | 0.2199 | Interior Lighting
| 22-RT3-Retail–3StoryLarge-OFF_EQ | All | 1.0255 | 1.1849 | 1.012 | 1 | 0.83867 | 1.9039 | 0.1247 | 0.122 | 0.1674 | 0.0707 | 0.2754 | 0.2397 | Office Equipment
| 22-RT3-Retail–3StoryLarge-LIT_EXT | All | 0.24996 | 0.0892 | 1.5183 | 1 | 0.12041 | 1.0802 | 0.0333 | 0.1062 | 0.2797 | 0.0304 | 0.1625 | 0.388 | Exterior Lighting
| 22-RT3-Retail–3StoryLarge-REFG | All | 1.0682 | 1.0782 | 1.0294 | 1 | 0.94891 | 1.1139 | 0.0939 | 0.1121 | 0.2242 | 0.0512 | 0.2198 | 0.2988 | Refrigeration
| 22-RT3-Retail–3StoryLarge-VENT | All | 1.0488 | 1.2671 | 1.4261 | 1 | 0.48312 | 2.9269 | 0.1545 | 0.1336 | 0.1355 | 0.0819 | 0.3052 | 0.1894 | Ventilation
| 23-RTL-Retail–SingleStorylarge-COOL | All | 1.201 | 1.4635 | 1.4748 | 1 | 1.2226 | 0.85362 | 0.2403 | 0.16679 | 0.14845 | 0.06219 | 0.26272 | 0.11965 | Space Cooling
| 23-RTL-Retail–SingleStorylarge-LIT_INT | All | 1.0236 | 1.1668 | 1.16 | 1 | 0.76469 | 2.2711 | 0.1342 | 0.1276 | 0.1538 | 0.0757 | 0.2889 | 0.2199 | Interior Lighting
| 23-RTL-Retail–SingleStorylarge-OFF_EQ | All | 1.0255 | 1.1849 | 1.012 | 1 | 0.83867 | 1.9039 | 0.1247 | 0.122 | 0.1674 | 0.0707 | 0.2754 | 0.2397 | Office Equipment
| 23-RTL-Retail–SingleStorylarge-LIT_EXT | All | 0.24996 | 0.0892 | 1.5183 | 1 | 0.12041 | 1.0802 | 0.0333 | 0.1062 | 0.2797 | 0.0304 | 0.1625 | 0.388 | Exterior Lighting
| 23-RTL-Retail–SingleStorylarge-REFG | All | 1.0682 | 1.0782 | 1.0294 | 1 | 0.94891 | 1.1139 | 0.0939 | 0.1121 | 0.2242 | 0.0512 | 0.2198 | 0.2988 | Refrigeration
| 23-RTL-Retail–SingleStorylarge-VENT | All | 1.0488 | 1.2671 | 1.4261 | 1 | 0.48312 | 2.9269 | 0.1545 | 0.1336 | 0.1355 | 0.0819 | 0.3052 | 0.1894 | Ventilation
| 24-RTS-Retail–Small-COOL | All | 1.201 | 1.4635 | 1.4748 | 1 | 1.2226 | 0.85362 | 0.2403 | 0.16679 | 0.14845 | 0.06219 | 0.26272 | 0.11965 | Space Cooling
| 24-RTS-Retail–Small-LIT_INT | All | 1.0236 | 1.1668 | 1.16 | 1 | 0.76469 | 2.2711 | 0.1342 | 0.1276 | 0.1538 | 0.0757 | 0.2889 | 0.2199 | Interior Lighting
| 24-RTS-Retail–Small-OFF_EQ | All | 1.0255 | 1.1849 | 1.012 | 1 | 0.83867 | 1.9039 | 0.1247 | 0.122 | 0.1674 | 0.0707 | 0.2754 | 0.2397 | Office Equipment
| 24-RTS-Retail–Small-LIT_EXT | All | 0.24996 | 0.0892 | 1.5183 | 1 | 0.12041 | 1.0802 | 0.0333 | 0.1062 | 0.2797 | 0.0304 | 0.1625 | 0.388 | Exterior Lighting
| 24-RTS-Retail–Small-REFG | All | 1.0682 | 1.0782 | 1.0294 | 1 | 0.94891 | 1.1139 | 0.0939 | 0.1121 | 0.2242 | 0.0512 | 0.2198 | 0.2988 | Refrigeration
| 24-RTS-Retail–Small-VENT | All | 1.0488 | 1.2671 | 1.4261 | 1 | 0.48312 | 2.9269 | 0.1545 | 0.1336 | 0.1355 | 0.0819 | 0.3052 | 0.1894 | Ventilation
| 25-SCN-Storage–Conditioned-Cooling | All | 1.4695 | 2.2243 | 1.4271 | 1 | 0.25428 | 1.418 | 0.11857 | 0.13512 | 0.15078 | 0.05919 | 0.32225 | 0.21409 | Space Cooling
| 25-SCN-Storage–Conditioned-Exit | All | 1 | 1 | 1 | 1 | 1 | 1 | 0.0847 | 0.1089 | 0.2256 | 0.0503 | 0.2182 | 0.3123 | Other
| 25-SCN-Storage–Conditioned-ExtLight | All | 0.27897 | 0.10255 | 1.5156 | 1 | 0.14615 | 1.0378 | 0.09515 | 0.12071 | 0.20377 | 0.05501 | 0.2362 | 0.28918 | Other
| 26-SFM-ResidentialSingleFamily-CL_DRY | All | 0.83405 | 1.0096 | 1.9572 | 1.0451 | 0.74392 | 1.6116 | 0.11749 | 0.12479 | 0.13714 | 0.05611 | 0.34157 | 0.22291 | Clothes Dryer
| 26-SFM-ResidentialSingleFamily-CL_WASH | All | 0.89344 | 0.85952 | 1.8807 | 1.9968 | 0.73047 | 2.1085 | 0.11627 | 0.15539 | 0.14787 | 0.03113 | 0.36875 | 0.1806 | Clothes Washer
| 26-SFM-ResidentialSingleFamily-DSH_WASH | All | 2.1029 | 1.5488 | 1.0887 | 1.1092 | 1.5396 | 3.626 | 0.09059 | 0.15815 | 0.13503 | 0.10277 | 0.32086 | 0.19259 | Dishwasher
| 26-SFM-ResidentialSingleFamily-FREEZ | All | 0.96119 | 1.0765 | 1.1719 | 1.245 | 1.2576 | 1.216 | 0.10185 | 0.11692 | 0.23724 | 0.04705 | 0.20184 | 0.29511 | Refrigeration
| 26-SFM-ResidentialSingleFamily-LIGHT | All | 1.4012 | 1.1401 | 0.9085 | 0.62824 | 1.175 | 1.2364 | 0.07208 | 0.1139 | 0.19551 | 0.09619 | 0.22288 | 0.29944 | Interior Lighting
| 26-SFM-ResidentialSingleFamily-POOL_PMP | All | 0.26041 | 0.37687 | 2.3803 | 1.8219 | 0.29793 | 0.79186 | 0.15555 | 0.1382 | 0.15286 | 0.0133 | 0.35256 | 0.18752 | Pool Pump
| 26-SFM-ResidentialSingleFamily-REFG | All | 1.0356 | 1.0961 | 1.1154 | 1.1733 | 1.2966 | 1.2769 | 0.09759 | 0.11855 | 0.24006 | 0.05154 | 0.20212 | 0.29015 | Refrigeration
| 26-SFM-ResidentialSingleFamily-SP_COOL | All | 2.9439 | 9.0849 | 16.6154 | 1 | 1 | 1 | 0.34704 | 0.21055 | 0.33241 | 0.03721 | 0.024807 | 0.047983 | Space Cooling
| 26-SFM-ResidentialSingleFamily-SP_HEAT | All | 1 | 1 | 1 | 1 | 1 | 1 | 0 | 0 | 0 | 0.075944 | 0.17597 | 0.74809 | Space Heating
| 26-SFM-ResidentialSingleFamily-WAT_HEAT | All | 1.2889 | 0.95581 | 1.0782 | 0.86057 | 0.87246 | 1.1976 | 0.07419 | 0.12864 | 0.15374 | 0.06649 | 0.28421 | 0.29272 | Water Heating
| 27-SMO-ResidentialMobileHome–SingleWide-CL_DRY | All | 0.83405 | 1.0096 | 1.9572 | 1.0451 | 0.74392 | 1.6116 | 0.11749 | 0.12479 | 0.13714 | 0.05611 | 0.34157 | 0.22291 | Clothes Dryer
| 27-SMO-ResidentialMobileHome–SingleWide-CL_WASH | All | 0.89344 | 0.85952 | 1.8807 | 1.9968 | 0.73047 | 2.1085 | 0.11627 | 0.15539 | 0.14787 | 0.03113 | 0.36875 | 0.1806 | Clothes Washer
| 27-SMO-ResidentialMobileHome–SingleWide-DSH_WASH | All | 2.1029 | 1.5488 | 1.0887 | 1.1092 | 1.5396 | 3.626 | 0.09059 | 0.15815 | 0.13503 | 0.10277 | 0.32086 | 0.19259 | Dishwasher
| 27-SMO-ResidentialMobileHome–SingleWide-FREEZ | All | 0.96119 | 1.0765 | 1.1719 | 1.245 | 1.2576 | 1.216 | 0.10185 | 0.11692 | 0.23724 | 0.04705 | 0.20184 | 0.29511 | Refrigeration
| 27-SMO-ResidentialMobileHome–SingleWide-LIGHT | All | 1.4012 | 1.1401 | 0.9085 | 0.62824 | 1.175 | 1.2364 | 0.07208 | 0.1139 | 0.19551 | 0.09619 | 0.22288 | 0.29944 | Interior Lighting
| 27-SMO-ResidentialMobileHome–SingleWide-POOL_PMP | All | 0.26041 | 0.37687 | 2.3803 | 1.8219 | 0.29793 | 0.79186 | 0.15555 | 0.1382 | 0.15286 | 0.0133 | 0.35256 | 0.18752 | Pool Pump
| 27-SMO-ResidentialMobileHome–SingleWide-REFG | All | 1.0356 | 1.0961 | 1.1154 | 1.1733 | 1.2966 | 1.2769 | 0.09759 | 0.11855 | 0.24006 | 0.05154 | 0.20212 | 0.29015 | Refrigeration
| 27-SMO-ResidentialMobileHome–SingleWide-SP_COOL | All | 2.9439 | 9.0849 | 16.6154 | 1 | 1 | 1 | 0.34704 | 0.21055 | 0.33241 | 0.03721 | 0.024807 | 0.047983 | Space Cooling
| 27-SMO-ResidentialMobileHome–SingleWide-SP_HEAT | All | 1 | 1 | 1 | 1 | 1 | 1 | 0 | 0 | 0 | 0.075944 | 0.17597 | 0.74809 | Space Heating
| 27-SMO-ResidentialMobileHome–SingleWide-WAT_HEAT | All | 1.2889 | 0.95581 | 1.0782 | 0.86057 | 0.87246 | 1.1976 | 0.07419 | 0.12864 | 0.15374 | 0.06649 | 0.28421 | 0.29272 | Water Heating
| 28-SUN-Storage–Unconditioned-Exit | All | 1 | 1 | 1 | 1 | 1 | 1 | 0.0847 | 0.1089 | 0.2256 | 0.0503 | 0.2182 | 0.3123 | Other
| 28-SUN-Storage–Unconditioned-ExtLight | All | 0.27897 | 0.10255 | 1.5156 | 1 | 0.14615 | 1.0378 | 0.09515 | 0.12071 | 0.20377 | 0.05501 | 0.2362 | 0.28918 | Exterior Lighting
| 29-WRF-Storage–Refrigerated-Cooling | All | 1.4695 | 2.2243 | 1.4271 | 1 | 0.25428 | 1.418 | 0.24351 | 0.25883 | 0.16464 | 0.016 | 0.24121 | 0.07581 | Space Cooling
| 29-WRF-Storage–Refrigerated-Exit | All | 1 | 1 | 1 | 1 | 1 | 1 | 0.0847 | 0.1089 | 0.2256 | 0.0503 | 0.2182 | 0.3123 | Other
| 29-WRF-Storage–Refrigerated-ExtLight | All | 0.27897 | 0.10255 | 1.5156 | 1 | 0.14615 | 1.0378 | 0.01327 | 0.10482 | 0.29455 | 0.07125 | 0.1075 | 0.40865 | Exterior Lighting
| 30-S20-SIC20Food&KindredProducts-AG_PUMP | All | 1 | 1 | 1 | 1 | 1 | 1 | 0.1297 | 0.1656 | 0.3173 | 0.02618 | 0.20512 | 0.1562 | Pumps
| 30-S20-SIC20Food&KindredProducts-COMP_AIR | All | 1 | 1 | 1 | 1 | 1 | 1 | 0.101 | 0.1187 | 0.2194 | 0.04376 | 0.28914 | 0.228 | Compressed Air
| 30-S20-SIC20Food&KindredProducts-COOL | All | 1.5 | 1 | 1 | 1 | 1 | 1 | 0.2408 | 0.2115 | 0.3174 | 0.02272 | 0.09478 | 0.1127 | Space Cooling
| 30-S20-SIC20Food&KindredProducts-LIGHT | All | 1 | 1 | 1 | 1 | 1 | 1 | 0.1491 | 0.1271 | 0.1723 | 0.0572 | 0.2206 | 0.2738 | Interior Lighting
| 30-S20-SIC20Food&KindredProducts-MOTOR | All | 1 | 1 | 1 | 1 | 1 | 1 | 0.101 | 0.1187 | 0.2194 | 0.04376 | 0.28914 | 0.228 | Motors
| 30-S20-SIC20Food&KindredProducts-PROC_OTH | All | 1 | 1 | 1 | 1 | 1 | 1 | 0.101 | 0.1187 | 0.2194 | 0.04376 | 0.28914 | 0.228 | Process
| 31-S26-SIC26Paper&AlliedProducts-AG_PUMP | All | 1 | 1 | 1 | 1 | 1 | 1 | 0.1297 | 0.1656 | 0.3173 | 0.02618 | 0.20512 | 0.1562 | Pumps
| 31-S26-SIC26Paper&AlliedProducts-COMP_AIR | All | 1 | 1 | 1 | 1 | 1 | 1 | 0.101 | 0.1187 | 0.2194 | 0.04376 | 0.28914 | 0.228 | Compressed Air
| 31-S26-SIC26Paper&AlliedProducts-COOL | All | 1.5 | 1 | 1 | 1 | 1 | 1 | 0.2408 | 0.2115 | 0.3174 | 0.02272 | 0.09478 | 0.1127 | Space Cooling
| 31-S26-SIC26Paper&AlliedProducts-LIGHT | All | 1 | 1 | 1 | 1 | 1 | 1 | 0.1491 | 0.1271 | 0.1723 | 0.0572 | 0.2206 | 0.2738 | Interior Lighting
| 31-S26-SIC26Paper&AlliedProducts-MOTOR | All | 1 | 1 | 1 | 1 | 1 | 1 | 0.101 | 0.1187 | 0.2194 | 0.04376 | 0.28914 | 0.228 | Motors
| 31-S26-SIC26Paper&AlliedProducts-PROC_OTH | All | 1 | 1 | 1 | 1 | 1 | 1 | 0.101 | 0.1187 | 0.2194 | 0.04376 | 0.28914 | 0.228 | Process
| 32-S28-SIC28Chemicals&AlliedProducts-AG_PUMP | All | 1 | 1 | 1 | 1 | 1 | 1 | 0.1297 | 0.1656 | 0.3173 | 0.02618 | 0.20512 | 0.1562 | Pumps
| 32-S28-SIC28Chemicals&AlliedProducts-COMP_AIR | All | 1 | 1 | 1 | 1 | 1 | 1 | 0.101 | 0.1187 | 0.2194 | 0.04376 | 0.28914 | 0.228 | Compressed Air
| 32-S28-SIC28Chemicals&AlliedProducts-COOL | All | 1.5 | 1 | 1 | 1 | 1 | 1 | 0.2408 | 0.2115 | 0.3174 | 0.02272 | 0.09478 | 0.1127 | Space Cooling
| 32-S28-SIC28Chemicals&AlliedProducts-LIGHT | All | 1 | 1 | 1 | 1 | 1 | 1 | 0.1491 | 0.1271 | 0.1723 | 0.0572 | 0.2206 | 0.2738 | Interior Lighting
| 32-S28-SIC28Chemicals&AlliedProducts-MOTOR | All | 1 | 1 | 1 | 1 | 1 | 1 | 0.101 | 0.1187 | 0.2194 | 0.04376 | 0.28914 | 0.228 | Motors
| 32-S28-SIC28Chemicals&AlliedProducts-PROC_OTH | All | 1 | 1 | 1 | 1 | 1 | 1 | 0.101 | 0.1187 | 0.2194 | 0.04376 | 0.28914 | 0.228 | Process
| 33-S29-SIC29Petroleum&CoalProducts-AG_PUMP | All | 1 | 1 | 1 | 1 | 1 | 1 | 0.1297 | 0.1656 | 0.3173 | 0.02618 | 0.20512 | 0.1562 | Pumps
| 33-S29-SIC29Petroleum&CoalProducts-COMP_AIR | All | 1 | 1 | 1 | 1 | 1 | 1 | 0.101 | 0.1187 | 0.2194 | 0.04376 | 0.28914 | 0.228 | Compressed Air
| 33-S29-SIC29Petroleum&CoalProducts-COOL | All | 1.5 | 1 | 1 | 1 | 1 | 1 | 0.2408 | 0.2115 | 0.3174 | 0.02272 | 0.09478 | 0.1127 | Space Cooling
| 33-S29-SIC29Petroleum&CoalProducts-LIGHT | All | 1 | 1 | 1 | 1 | 1 | 1 | 0.1491 | 0.1271 | 0.1723 | 0.0572 | 0.2206 | 0.2738 | Interior Lighting
| 33-S29-SIC29Petroleum&CoalProducts-MOTOR | All | 1 | 1 | 1 | 1 | 1 | 1 | 0.101 | 0.1187 | 0.2194 | 0.04376 | 0.28914 | 0.228 | Motors
| 33-S29-SIC29Petroleum&CoalProducts-PROC_OTH | All | 1 | 1 | 1 | 1 | 1 | 1 | 0.101 | 0.1187 | 0.2194 | 0.04376 | 0.28914 | 0.228 | Process
| 34-S33-SIC33Metals-AG_PUMP | All | 1 | 1 | 1 | 1 | 1 | 1 | 0.1297 | 0.1656 | 0.3173 | 0.02618 | 0.20512 | 0.1562 | Pumps
| 34-S33-SIC33Metals-COMP_AIR | All | 1 | 1 | 1 | 1 | 1 | 1 | 0.101 | 0.1187 | 0.2194 | 0.04376 | 0.28914 | 0.228 | Compressed Air
| 34-S33-SIC33Metals-COOL | All | 1.5 | 1 | 1 | 1 | 1 | 1 | 0.2408 | 0.2115 | 0.3174 | 0.02272 | 0.09478 | 0.1127 | Space Cooling
| 34-S33-SIC33Metals-LIGHT | All | 1 | 1 | 1 | 1 | 1 | 1 | 0.1491 | 0.1271 | 0.1723 | 0.0572 | 0.2206 | 0.2738 | Interior Lighting
| 34-S33-SIC33Metals-MOTOR | All | 1 | 1 | 1 | 1 | 1 | 1 | 0.101 | 0.1187 | 0.2194 | 0.04376 | 0.28914 | 0.228 | Motors
| 34-S33-SIC33Metals-PROC_OTH | All | 1 | 1 | 1 | 1 | 1 | 1 | 0.101 | 0.1187 | 0.2194 | 0.04376 | 0.28914 | 0.228 | Process
| 35-OTI-OtherIndustrial-AG_PUMP | All | 1 | 1 | 1 | 1 | 1 | 1 | 0.1297 | 0.1656 | 0.3173 | 0.02618 | 0.20512 | 0.1562 | Pumps
| 35-OTI-OtherIndustrial-COMP_AIR | All | 1 | 1 | 1 | 1 | 1 | 1 | 0.101 | 0.1187 | 0.2194 | 0.04376 | 0.28914 | 0.228 | Compressed Air
| 35-OTI-OtherIndustrial-COOL | All | 1.5 | 1 | 1 | 1 | 1 | 1 | 0.2408 | 0.2115 | 0.3174 | 0.02272 | 0.09478 | 0.1127 | Space Cooling
| 35-OTI-OtherIndustrial-LIGHT | All | 1 | 1 | 1 | 1 | 1 | 1 | 0.1491 | 0.1271 | 0.1723 | 0.0572 | 0.2206 | 0.2738 | Interior Lighting
| 35-OTI-OtherIndustrial-MOTOR | All | 1 | 1 | 1 | 1 | 1 | 1 | 0.101 | 0.1187 | 0.2194 | 0.04376 | 0.28914 | 0.228 | Motors
| 35-OTI-OtherIndustrial-PROC_OTH | All | 1 | 1 | 1 | 1 | 1 | 1 | 0.101 | 0.1187 | 0.2194 | 0.04376 | 0.28914 | 0.228 | Process
| 36-GST-Lodging-GuestRooms-Cooling | All | 1.3527 | 1.9782 | 1.2611 | 1 | 1.1246 | 2.171 | 0.1785 | 0.1719 | 0.2273 | 0.0493 | 0.2221 | 0.1509 | Space Cooling
| 36-GST-Lodging-GuestRooms-ExtLight | All | 1.0673 | 0.13057 | 1.6278 | 1 | 0.67635 | 1.0936 | 0 | 0.0922 | 0.2605 | 0.096 | 0.086 | 0.4653 | Interior Lighting
| 36-GST-Lodging-GuestRooms-IntLight | All | 1.0481 | 1.415 | 0.88764 | 1 | 0.80079 | 2.748 | 0.1402 | 0.1301 | 0.1499 | 0.0578 | 0.3068 | 0.2152 | Office Equipment
| 36-GST-Lodging-GuestRooms-OffEquip | All | 1.0302 | 1.2299 | 0.97738 | 1 | 0.91339 | 1.5072 | 0.0958 | 0.1118 | 0.2119 | 0.044 | 0.2338 | 0.3027 | Exterior Lighting
| 36-GST-Lodging-GuestRooms-Refrig | All | 1.0258 | 1.0598 | 1.0183 | 1 | 0.87317 | 1.1191 | 0.0834 | 0.1002 | 0.2353 | 0.0486 | 0.1966 | 0.3361 | Refrigeration
| 36-GST-Lodging-GuestRooms-Vent/Fan | All | 1.0103 | 1.2796 | 0.98228 | 1 | 0.99933 | 1.8627 | 0.0961 | 0.1168 | 0.2067 | 0.0553 | 0.2297 | 0.2954 | Ventilation

## TD
T&D Capacity Cost |  |  |  | #REF! | #REF! | #REF! | #REF! | #REF! | #REF! | #REF! | #REF! | #REF! | #REF! | #REF! | #REF! | #REF! | #REF! | #REF! | #REF! | #REF! | #REF! | #REF! | #REF! | #REF! | #REF! | #REF! | #REF! | #REF!
|  |  | Qtr1 | #REF! | #REF! | #REF! | #REF! | #REF! | #REF! | #REF! | #REF! | #REF! | #REF! | #REF! | #REF! | #REF! | #REF! | #REF! | #REF! | #REF! | #REF! | #REF! | #REF! | #REF! | #REF! | #REF! | #REF! | #REF!
|  |  | Qtr2 | #REF! | #REF! | #REF! | #REF! | #REF! | #REF! | #REF! | #REF! | #REF! | #REF! | #REF! | #REF! | #REF! | #REF! | #REF! | #REF! | #REF! | #REF! | #REF! | #REF! | #REF! | #REF! | #REF! | #REF! | #REF!
|  |  | Qtr3 | #REF! | #REF! | #REF! | #REF! | #REF! | #REF! | #REF! | #REF! | #REF! | #REF! | #REF! | #REF! | #REF! | #REF! | #REF! | #REF! | #REF! | #REF! | #REF! | #REF! | #REF! | #REF! | #REF! | #REF! | #REF!
|  |  | Qtr4 | #REF! | #REF! | #REF! | #REF! | #REF! | #REF! | #REF! | #REF! | #REF! | #REF! | #REF! | #REF! | #REF! | #REF! | #REF! | #REF! | #REF! | #REF! | #REF! | #REF! | #REF! | #REF! | #REF! | #REF! | #REF!
|  |  | Total | #REF! | #REF! | #REF! | #REF! | #REF! | #REF! | #REF! | #REF! | #REF! | #REF! | #REF! | #REF! | #REF! | #REF! | #REF! | #REF! | #REF! | #REF! | #REF! | #REF! | #REF! | #REF! | #REF! | #REF! | #REF!
References
'[SDG&E_hourlycosts_2010.xls]SDG&E-CZ15-Weighted Average-S'!$f$8767
CZIter | #N/A | TOU | kW per annual kWh | #REF! | #REF! | #REF! | #REF! | #REF! | #REF! | #REF! | #REF! | #REF! | #REF! | #REF! | #REF! | #REF! | #REF! | #REF! | #REF! | #REF! | #REF! | #REF! | #REF! | #REF! | #REF! | #REF! | #REF! | #REF!
|  | 1 | 0.00013085 | #REF! | #REF! | #REF! | #REF! | #REF! | #REF! | #REF! | #REF! | #REF! | #REF! | #REF! | #REF! | #REF! | #REF! | #REF! | #REF! | #REF! | #REF! | #REF! | #REF! | #REF! | #REF! | #REF! | #REF! | #REF!
|  | 2 | 0.00015666 | #REF! | #REF! | #REF! | #REF! | #REF! | #REF! | #REF! | #REF! | #REF! | #REF! | #REF! | #REF! | #REF! | #REF! | #REF! | #REF! | #REF! | #REF! | #REF! | #REF! | #REF! | #REF! | #REF! | #REF! | #REF!
Sheet | SDG&E_hourlycosts_2010.xls | 3 | 0.00010275 | #REF! | #REF! | #REF! | #REF! | #REF! | #REF! | #REF! | #REF! | #REF! | #REF! | #REF! | #REF! | #REF! | #REF! | #REF! | #REF! | #REF! | #REF! | #REF! | #REF! | #REF! | #REF! | #REF! | #REF! | #REF!
Top Right Cell | $f$8767 | 4 | 0.00012455 | #REF! | #REF! | #REF! | #REF! | #REF! | #REF! | #REF! | #REF! | #REF! | #REF! | #REF! | #REF! | #REF! | #REF! | #REF! | #REF! | #REF! | #REF! | #REF! | #REF! | #REF! | #REF! | #REF! | #REF! | #REF!
|  | 5 | 0.00011931 | #REF! | #REF! | #REF! | #REF! | #REF! | #REF! | #REF! | #REF! | #REF! | #REF! | #REF! | #REF! | #REF! | #REF! | #REF! | #REF! | #REF! | #REF! | #REF! | #REF! | #REF! | #REF! | #REF! | #REF! | #REF!
CZ | Tab Name | 6 | 0.00020229 | #REF! | #REF! | #REF! | #REF! | #REF! | #REF! | #REF! | #REF! | #REF! | #REF! | #REF! | #REF! | #REF! | #REF! | #REF! | #REF! | #REF! | #REF! | #REF! | #REF! | #REF! | #REF! | #REF! | #REF! | #REF!
7 | SDG&E-CZ7-Weighted Average-S
10 | SDG&E-CZ10-Weighted Average-S
14 | SDG&E-CZ14-Weighted Average-S |  | TOU mapping:
15 | SDG&E-CZ15-Weighted Average-S |  |  | Quarters
|  |  | TOU | 1 | 2 | 3 | 4
|  |  | 1 | 0% | 39.62% | 60.38% | 0%
|  |  | 2 | 0% | 39.62% | 60.38% | 0%
|  |  | 3 | 0% | 40.08% | 59.92% | 0%
|  |  | 4 | 42.18% | 14.97% | 0% | 42.86%
|  |  | 5 | 42.18% | 14.97% | 0% | 42.86%
|  |  | 6 | 42.69% | 13.45% | 0% | 43.86%

## Gen
Generation Energy Value |  |  | 2013 | 2014 | 2015 | 2016 | 2017 | 2018 | 2019 | 2020 | 2021 | 2022 | 2023 | 2024 | 2025 | 2026 | 2027 | 2028 | 2029 | 2030 | 2031 | 2032 | 2033 | 2034 | 2035 | 2036 | 2037
($/ Annual kWh) |  | Qtr1 | 0.015947 | 0.01706 | 0.017893 | 0.019355 | 0.020101 | 0.020886 | 0.021671 | 0.023426 | 0.024284 | 0.025149 | 0.026172 | 0.026808 | 0.028117 | 0.02942 | 0.030696 | 0.031951 | 0.033203 | 0.034517 | 0.035502 | 0.036522 | 0.037539 | 0.038573 | 0.039576 | 0.040591 | 0.041606
|  | Qtr2 | 0.02226 | 0.024193 | 0.02584 | 0.028167 | 0.029718 | 0.03065 | 0.031586 | 0.03357 | 0.034569 | 0.035573 | 0.03667 | 0.037625 | 0.038871 | 0.040127 | 0.041396 | 0.042668 | 0.04397 | 0.045303 | 0.04631 | 0.04734 | 0.048383 | 0.049443 | 0.050462 | 0.051498 | 0.052533
|  | Qtr3 | 0.025662 | 0.028032 | 0.030108 | 0.032896 | 0.034873 | 0.035885 | 0.036906 | 0.03902 | 0.040098 | 0.04118 | 0.042323 | 0.043448 | 0.044669 | 0.04591 | 0.047183 | 0.048472 | 0.049808 | 0.051158 | 0.052183 | 0.053226 | 0.05429 | 0.05537 | 0.056404 | 0.057457 | 0.05851
|  | Qtr4 | 0.0163 | 0.017437 | 0.018288 | 0.019783 | 0.020546 | 0.021348 | 0.022151 | 0.023945 | 0.024822 | 0.025705 | 0.026751 | 0.027401 | 0.028739 | 0.030071 | 0.031375 | 0.032657 | 0.033936 | 0.035279 | 0.036287 | 0.037329 | 0.038368 | 0.039425 | 0.04045 | 0.041487 | 0.042524
|  | Total | 0.080169 | 0.086722 | 0.092129 | 0.1002 | 0.10524 | 0.10877 | 0.11231 | 0.11996 | 0.12377 | 0.12761 | 0.13192 | 0.13528 | 0.1404 | 0.14553 | 0.15065 | 0.15575 | 0.16092 | 0.16626 | 0.17028 | 0.17442 | 0.17858 | 0.18281 | 0.18689 | 0.19103 | 0.19517
Data by TOU period and year from Ecosts.xls file
TOU | kWh per annual kWh |  | 2013 | 2014 | 2015 | 2016 | 2017 | 2018 | 2019 | 2020 | 2021 | 2022 | 2023 | 2024 | 2025 | 2026 | 2027 | 2028 | 2029 | 2030 | 2031 | 2032 | 2033 | 2034 | 2035 | 2036 | 2037
1 | 0.0961 |  | 0.19691 | 0.21832 | 0.2382 | 0.26093 | 0.28045 | 0.28674 | 0.29314 | 0.3039 | 0.31045 | 0.317 | 0.32307 | 0.33192 | 0.33673 | 0.34185 | 0.34756 | 0.35362 | 0.36028 | 0.36661 | 0.37167 | 0.3767 | 0.382 | 0.38737 | 0.39242 | 0.39761 | 0.40279
2 | 0.1168 |  | 0.092851 | 0.10082 | 0.10751 | 0.11704 | 0.12336 | 0.12733 | 0.13132 | 0.13966 | 0.14394 | 0.14824 | 0.153 | 0.15698 | 0.16247 | 0.168 | 0.17356 | 0.17913 | 0.1848 | 0.19064 | 0.19503 | 0.19954 | 0.20409 | 0.20872 | 0.21317 | 0.21769 | 0.22221
3 | 0.2067 |  | 0.062082 | 0.066648 | 0.070285 | 0.076727 | 0.079942 | 0.082907 | 0.085877 | 0.09316 | 0.096357 | 0.099574 | 0.10325 | 0.10592 | 0.1104 | 0.11487 | 0.11931 | 0.12371 | 0.12815 | 0.13276 | 0.13616 | 0.13966 | 0.14317 | 0.14675 | 0.15019 | 0.15369 | 0.15719
| 0.0553 |  | 0 | 0 | 0 | 0 | 0 | 0 | 0 | 0 | 0 | 0 | 0 | 0 | 0 | 0 | 0 | 0 | 0 | 0 | 0 | 0 | 0 | 0 | 0 | 0 | 0
5 | 0.2297 |  | 0.077066 | 0.082518 | 0.086583 | 0.093483 | 0.097179 | 0.10103 | 0.10488 | 0.11309 | 0.11731 | 0.12156 | 0.12661 | 0.12972 | 0.13619 | 0.14263 | 0.14894 | 0.15514 | 0.16132 | 0.16782 | 0.17266 | 0.17767 | 0.18267 | 0.18775 | 0.19268 | 0.19767 | 0.20266
6 | 0.2954 |  | 0.067251 | 0.071886 | 0.075369 | 0.081665 | 0.084742 | 0.088012 | 0.091281 | 0.098884 | 0.10245 | 0.10604 | 0.11027 | 0.11293 | 0.11834 | 0.12372 | 0.12899 | 0.13418 | 0.13936 | 0.14479 | 0.14888 | 0.15312 | 0.15734 | 0.16164 | 0.1658 | 0.17002 | 0.17424
TOU mapping: | bar: 2013 to 2016
Quarters
|  | TOU | 2013: 1; 2014: 2; 2015: 3; 2016: 4
|  | 1 | 2013: 0%; 2014: 39.62%; 2015: 60.38%; 2016: 0%
|  | 2 | 2013: 0%; 2014: 39.62%; 2015: 60.38%; 2016: 0%
|  | 3 | 2013: 0%; 2014: 40.08%; 2015: 59.92%; 2016: 0%
|  | 4 | 2013: 42.18%; 2014: 14.97%; 2015: 0%; 2016: 42.86%
|  | 5 | 2013: 42.18%; 2014: 14.97%; 2015: 0%; 2016: 42.86%
|  | 6 | 2013: 42.69%; 2014: 13.45%; 2015: 0%; 2016: 43.86%
Purpose
Inputs | Average avoided costs by TOU period and year from Ecosts.xls
Average avoided costs provided Net (of capacity) and Capacity Cost separately.

## Emissions
SDG&E Emissions per annual kWh
TOU | kWh per annual kWh | TOU | CO2 (tons) | NOX (lbs) | PM-10 (lbs)
1 | 9.61% | 1 | 0.00057008 | 0.00015373 | 7.3279e-05
2 | 11.68% | 2 | 0.00049811 | 0.00011877 | 6.5987e-05
3 | 20.67% | 3 | 0.00046182 | 0.00010115 | 6.231e-05
4 | 5.53% | 4 | 0.00059828 | 0.00016742 | 7.6136e-05
5 | 22.97% | 5 | 0.00050952 | 0.00012432 | 6.7143e-05
6 | 29.54% | 6 | 0.00047139 | 0.00010579 | 6.3279e-05
|  | Total emissions per annual kWh | 0.00049779 | 0.00011862 | 6.5955e-05