## Directory
Data for "Residential Building Electrification in California"
Prepared by:
44 Montgomery Street, Suite 1500
San Francisco, CA 94104
(415) 391-5100
Prepared for: SCE, LADWP and SMUD
Data are from the, "Residential Building Electrification in California" report, available on the E3 website here: https://www.ethree.com/wp-content/uploads/2019/04/E3_Residential_Building_Electrification_in_California_April_2019.pdf
2019-07-16
Directory
| Result Category | Result Tab | Description
| Bill Savings | bill_impacts | The "bill_impacts" sheet shows the annual bill savings from electrifying building end uses using the base rate escalations
|  | bill_impacts_rate_sens | The "bill_impacts_rate_sens" sheet shows the annual bill savings from electrifying building end uses using the sensitivity rate escalations
|  | bill_impacts_hpbc | The "bill_impacts_hpbc" sheet shows the annual bill savings from electrifying building end uses to high-performance best-in-class equipment
|  | bill_impacts_hpet | The "bill_impacts_hpet" sheet shows the annual bill savings from electrifying building end uses to high-performance emerging-technology equipment
|  | bill_impacts_flexwh | The "bill_impacts_flexwh" sheet shows the annual bill savings of heat pump water heaters with flexible schedule
| Lifecycle Savings | lifecycle_sav | The "lifecycle_sav" sheet shows the annual lifecycle savings from electrifying building end uses using the base rate escalations
|  | lifecycle_sav_rate_sens | The "lifecycle_sav_rate_sens" sheet shows the annual lifecycle savings from electrifying building end uses using the sensivitiy rate escalations
|  | lifecycle_sav_hpbc | The "lifecycle_sav_hpbc" sheet shows the annual lifecycle savings from electrifying building end uses to high-performance best-in-class equipment
|  | lifecycle_sav_flexwh | The "lifecycle_sav_flexwh" sheet shows the annual lifecycle savings of heat pump water heaters with flexible schedule
| GHG Impacts | ghg_impacts | The "ghg_impacts" sheet shows annual marginal greenhouse gas emissions from one household
| Capital Costs | capex_common | The "capex_comm" sheet shows capital costs of common high-efficiency electric appliances ang gas alternatives
|  | capex_hpbc | The "capex_hpbc" sheet shows capital costs of high-performance best-in-class electric appliances and gas alternatives
| Electric Rates | SCE | The "SCE" sheet shows the electric rates used in SCE's service territories
|  | SMUD | The "SMUD" sheet shows the electric rates used in SMUD's service territories
|  | PG&E | The "PG&E" sheet shows the electric rates used in PG&E's service territories
|  | LADWP_1 | The "LADWP_1" sheets show the electric rates used in LADWP's service territories in CZ06
|  | LADWP_2 | The "LADWP_2" sheets show the electric rates used in LADWP's service territories in CZ09

## Bill Savings
The "bill_impacts" sheet shows the annual bill savings from electrifying building end uses using the base rate escalations
The "bill_impacts_rate_sens" sheet shows the annual bill savings from electrifying building end uses using the sensitivity rate escalations
The "bill_impacts_hpbc" sheet shows the annual bill savings from electrifying building end uses to high-performance best-in-class equipment
The "bill_impacts_hpet" sheet shows the annual bill savings from electrifying building end uses to high-performance emerging-technology equipment
The "bill_impacts_flexwh" sheet shows the annual bill savings of heat pump water heaters with flexible schedule
Cateogory Name | Category | Description
Climate Zone | CZ03 | San Francisco and Oakland
| CZ04 | San Jose
| CZ12 | Sacramento
| CZ06 | Coastal LA
| CZ09 | Downtown LA
| CZ10 | Riverside and San Bernadino
Utility | SCE | CZ06, CZ09, CZ10
| LADWP | CZ06, CZ09
| SMUD | CZ12
| PG&E | CZ03, CZ04
Home Type | SFH | Single Family
| LRMF | Low-rise Multifamily
Vintage | 78 | pre-1978
| 90 | 1990s
| NC | New Construction
Equipment | allele | Electrifying all end-uses compared to gas alternatives
| hvac | Heat pump HVAC vs. Gas furnace + AC, except in CZ03 new construction where AC is not considered in the gas baseline
| wh | Heat pump water heater vs. Gas water heater
| cooking | Electric cookstove vs. Gas cookstove
| dryer | Electric clothes dryer vs. Gas clothes dryer
Units: 2018$
Go Back to Directory

## bill_impacts
Climate Zone | Utility | Vintage | Home Type | Equipment | Annual Bill Savings | Units | Go Back to Directory
CZ03 | PG&E | 78 | LRMF | allele | 66.853 | 2018$
CZ03 | PG&E | 78 | LRMF | wh | 42.8212 | 2018$
CZ03 | PG&E | 78 | LRMF | hvac | 24.0318 | 2018$
CZ03 | PG&E | 78 | LRMF | cooking | -57.1862 | 2018$
CZ03 | PG&E | 78 | LRMF | dryer | -159.7045 | 2018$
CZ03 | PG&E | 90 | LRMF | allele | 83.0443 | 2018$
CZ03 | PG&E | 90 | LRMF | wh | 43.6022 | 2018$
CZ03 | PG&E | 90 | LRMF | hvac | 39.4421 | 2018$
CZ03 | PG&E | 90 | LRMF | cooking | -75.749 | 2018$
CZ03 | PG&E | 90 | LRMF | dryer | -212.2864 | 2018$
CZ03 | PG&E | NC | LRMF | allele | -37.4594 | 2018$
CZ03 | PG&E | NC | LRMF | wh | 45.1773 | 2018$
CZ03 | PG&E | NC | LRMF | hvac | 83.884 | 2018$
CZ03 | PG&E | NC | LRMF | cooking | 24.2794 | 2018$
CZ03 | PG&E | NC | LRMF | dryer | -72.5274 | 2018$
CZ04 | PG&E | 78 | LRMF | allele | 71.8631 | 2018$
CZ04 | PG&E | 78 | LRMF | wh | 41.2651 | 2018$
CZ04 | PG&E | 78 | LRMF | hvac | 30.5981 | 2018$
CZ04 | PG&E | 78 | LRMF | cooking | -57.1027 | 2018$
CZ04 | PG&E | 78 | LRMF | dryer | -159.5655 | 2018$
CZ04 | PG&E | 90 | LRMF | allele | 82.7054 | 2018$
CZ04 | PG&E | 90 | LRMF | wh | 31.365 | 2018$
CZ04 | PG&E | 90 | LRMF | hvac | 51.3404 | 2018$
CZ04 | PG&E | 90 | LRMF | cooking | -75.9213 | 2018$
CZ04 | PG&E | 90 | LRMF | dryer | -212.4516 | 2018$
CZ04 | PG&E | NC | LRMF | allele | -109.8371 | 2018$
CZ04 | PG&E | NC | LRMF | wh | -12.4704 | 2018$
CZ04 | PG&E | NC | LRMF | hvac | 52.3498 | 2018$
CZ04 | PG&E | NC | LRMF | cooking | -27.3143 | 2018$
CZ04 | PG&E | NC | LRMF | dryer | -124.2549 | 2018$
CZ12 | SMUD | 78 | LRMF | allele | 310.7372 | 2018$
CZ12 | SMUD | 78 | LRMF | wh | 109.2948 | 2018$
CZ12 | SMUD | 78 | LRMF | hvac | 201.4423 | 2018$
CZ12 | SMUD | 78 | LRMF | cooking | -11.4026 | 2018$
CZ12 | SMUD | 78 | LRMF | dryer | -54.9314 | 2018$
CZ12 | SMUD | 90 | LRMF | allele | 260.5118 | 2018$
CZ12 | SMUD | 90 | LRMF | wh | 121.4193 | 2018$
CZ12 | SMUD | 90 | LRMF | hvac | 139.0926 | 2018$
CZ12 | SMUD | 90 | LRMF | cooking | -14.1944 | 2018$
CZ12 | SMUD | 90 | LRMF | dryer | -72.1585 | 2018$
CZ12 | SMUD | NC | LRMF | allele | 124.0216 | 2018$
CZ12 | SMUD | NC | LRMF | wh | 30.5691 | 2018$
CZ12 | SMUD | NC | LRMF | hvac | 62.5489 | 2018$
CZ12 | SMUD | NC | LRMF | cooking | -13.3054 | 2018$
CZ12 | SMUD | NC | LRMF | dryer | -57.1199 | 2018$
CZ06 | SCE | 78 | LRMF | allele | 87.1814 | 2018$
CZ06 | SCE | 78 | LRMF | wh | 36.3226 | 2018$
CZ06 | SCE | 78 | LRMF | hvac | 50.8588 | 2018$
CZ06 | SCE | 78 | LRMF | cooking | -47.1123 | 2018$
CZ06 | SCE | 78 | LRMF | dryer | -123.7604 | 2018$
CZ06 | LADWP | 78 | LRMF | allele | 122.6169 | 2018$
CZ06 | LADWP | 78 | LRMF | wh | 72.5348 | 2018$
CZ06 | LADWP | 78 | LRMF | hvac | 50.0821 | 2018$
CZ06 | LADWP | 78 | LRMF | cooking | -27.8754 | 2018$
CZ06 | LADWP | 78 | LRMF | dryer | -93.2616 | 2018$
CZ06 | SCE | 90 | LRMF | allele | 76.9339 | 2018$
CZ06 | SCE | 90 | LRMF | wh | 40.7852 | 2018$
CZ06 | SCE | 90 | LRMF | hvac | 36.1487 | 2018$
CZ06 | SCE | 90 | LRMF | cooking | -67.4028 | 2018$
CZ06 | SCE | 90 | LRMF | dryer | -186.3687 | 2018$
CZ06 | LADWP | 90 | LRMF | allele | 96.8172 | 2018$
CZ06 | LADWP | 90 | LRMF | wh | 62.0172 | 2018$
CZ06 | LADWP | 90 | LRMF | hvac | 34.8 | 2018$
CZ06 | LADWP | 90 | LRMF | cooking | -45.9663 | 2018$
CZ06 | LADWP | 90 | LRMF | dryer | -159.5337 | 2018$
CZ06 | SCE | NC | LRMF | allele | 62.1358 | 2018$
CZ06 | SCE | NC | LRMF | wh | 30.6971 | 2018$
CZ06 | SCE | NC | LRMF | hvac | 27.279 | 2018$
CZ06 | SCE | NC | LRMF | cooking | -11.1586 | 2018$
CZ06 | SCE | NC | LRMF | dryer | -51.0714 | 2018$
CZ06 | LADWP | NC | LRMF | allele | 46.6289 | 2018$
CZ06 | LADWP | NC | LRMF | wh | 37.4676 | 2018$
CZ06 | LADWP | NC | LRMF | hvac | 29.0906 | 2018$
CZ06 | LADWP | NC | LRMF | cooking | 1.3857 | 2018$
CZ06 | LADWP | NC | LRMF | dryer | -63.9169 | 2018$
CZ09 | SCE | 78 | LRMF | allele | 131.7042 | 2018$
CZ09 | SCE | 78 | LRMF | wh | 21.6668 | 2018$
CZ09 | SCE | 78 | LRMF | hvac | 110.0374 | 2018$
CZ09 | SCE | 78 | LRMF | cooking | -49.2478 | 2018$
CZ09 | SCE | 78 | LRMF | dryer | -128.2177 | 2018$
CZ09 | LADWP | 78 | LRMF | allele | 173.0351 | 2018$
CZ09 | LADWP | 78 | LRMF | wh | 62.5906 | 2018$
CZ09 | LADWP | 78 | LRMF | hvac | 110.4445 | 2018$
CZ09 | LADWP | 78 | LRMF | cooking | -27.985 | 2018$
CZ09 | LADWP | 78 | LRMF | dryer | -104.0227 | 2018$
CZ09 | SCE | 90 | LRMF | allele | 95.6495 | 2018$
CZ09 | SCE | 90 | LRMF | wh | 26.0012 | 2018$
CZ09 | SCE | 90 | LRMF | hvac | 69.6482 | 2018$
CZ09 | SCE | 90 | LRMF | cooking | -64.5132 | 2018$
CZ09 | SCE | 90 | LRMF | dryer | -181.5965 | 2018$
CZ09 | LADWP | 90 | LRMF | allele | 147.0343 | 2018$
CZ09 | LADWP | 90 | LRMF | wh | 72.8815 | 2018$
CZ09 | LADWP | 90 | LRMF | hvac | 74.1529 | 2018$
CZ09 | LADWP | 90 | LRMF | cooking | -41.4141 | 2018$
CZ09 | LADWP | 90 | LRMF | dryer | -133.7837 | 2018$
CZ09 | SCE | NC | LRMF | allele | 42.7734 | 2018$
CZ09 | SCE | NC | LRMF | wh | 18.8643 | 2018$
CZ09 | SCE | NC | LRMF | hvac | 28.4632 | 2018$
CZ09 | SCE | NC | LRMF | cooking | -21.4342 | 2018$
CZ09 | SCE | NC | LRMF | dryer | -71.5977 | 2018$
CZ09 | LADWP | NC | LRMF | allele | 24.5519 | 2018$
CZ09 | LADWP | NC | LRMF | wh | 7.5609 | 2018$
CZ09 | LADWP | NC | LRMF | hvac | 26.275 | 2018$
CZ09 | LADWP | NC | LRMF | cooking | -28.2509 | 2018$
CZ09 | LADWP | NC | LRMF | dryer | -93.711 | 2018$
CZ10 | SCE | 78 | LRMF | allele | 187.2351 | 2018$
CZ10 | SCE | 78 | LRMF | wh | 42.0607 | 2018$
CZ10 | SCE | 78 | LRMF | hvac | 145.1744 | 2018$
CZ10 | SCE | 78 | LRMF | cooking | -49.1296 | 2018$
CZ10 | SCE | 78 | LRMF | dryer | -128.0706 | 2018$
CZ10 | SCE | 90 | LRMF | allele | 114.2708 | 2018$
CZ10 | SCE | 90 | LRMF | wh | 43.4253 | 2018$
CZ10 | SCE | 90 | LRMF | hvac | 70.8455 | 2018$
CZ10 | SCE | 90 | LRMF | cooking | -63.0601 | 2018$
CZ10 | SCE | 90 | LRMF | dryer | -176.84 | 2018$
CZ10 | SCE | NC | LRMF | allele | 38.1808 | 2018$
CZ10 | SCE | NC | LRMF | wh | 16.967 | 2018$
CZ10 | SCE | NC | LRMF | hvac | 40.4263 | 2018$
CZ10 | SCE | NC | LRMF | cooking | -23.5969 | 2018$
CZ10 | SCE | NC | LRMF | dryer | -76.6908 | 2018$
CZ03 | PG&E | 78 | SFH | allele | 404.748 | 2018$
CZ03 | PG&E | 78 | SFH | wh | 67.5032 | 2018$
CZ03 | PG&E | 78 | SFH | hvac | 337.2448 | 2018$
CZ03 | PG&E | 78 | SFH | cooking | -50.118 | 2018$
CZ03 | PG&E | 78 | SFH | dryer | -104.6205 | 2018$
CZ03 | PG&E | 90 | SFH | allele | 240.9169 | 2018$
CZ03 | PG&E | 90 | SFH | wh | 35.5659 | 2018$
CZ03 | PG&E | 90 | SFH | hvac | 205.3509 | 2018$
CZ03 | PG&E | 90 | SFH | cooking | -62.0412 | 2018$
CZ03 | PG&E | 90 | SFH | dryer | -127.8315 | 2018$
CZ03 | PG&E | NC | SFH | allele | -81.6677 | 2018$
CZ03 | PG&E | NC | SFH | wh | -93.3183 | 2018$
CZ03 | PG&E | NC | SFH | hvac | 153.7434 | 2018$
CZ03 | PG&E | NC | SFH | cooking | -70.6057 | 2018$
CZ03 | PG&E | NC | SFH | dryer | -143.2138 | 2018$
CZ04 | PG&E | 78 | SFH | allele | 453.5556 | 2018$
CZ04 | PG&E | 78 | SFH | wh | 61.1497 | 2018$
CZ04 | PG&E | 78 | SFH | hvac | 392.4059 | 2018$
CZ04 | PG&E | 78 | SFH | cooking | -51.9021 | 2018$
CZ04 | PG&E | 78 | SFH | dryer | -106.7938 | 2018$
CZ04 | PG&E | 90 | SFH | allele | 243.0169 | 2018$
CZ04 | PG&E | 90 | SFH | wh | 25.744 | 2018$
CZ04 | PG&E | 90 | SFH | hvac | 217.2728 | 2018$
CZ04 | PG&E | 90 | SFH | cooking | -63.0539 | 2018$
CZ04 | PG&E | 90 | SFH | dryer | -129.2185 | 2018$
CZ04 | PG&E | NC | SFH | allele | -115.829 | 2018$
CZ04 | PG&E | NC | SFH | wh | -84.9831 | 2018$
CZ04 | PG&E | NC | SFH | hvac | 111.4138 | 2018$
CZ04 | PG&E | NC | SFH | cooking | -71.8553 | 2018$
CZ04 | PG&E | NC | SFH | dryer | -144.4939 | 2018$
CZ12 | SMUD | 78 | SFH | allele | 735.6564 | 2018$
CZ12 | SMUD | 78 | SFH | wh | 138.167 | 2018$
CZ12 | SMUD | 78 | SFH | hvac | 597.4894 | 2018$
CZ12 | SMUD | 78 | SFH | cooking | -3.7472 | 2018$
CZ12 | SMUD | 78 | SFH | dryer | -22.0963 | 2018$
CZ12 | SMUD | 90 | SFH | allele | 587.3905 | 2018$
CZ12 | SMUD | 90 | SFH | wh | 129.7378 | 2018$
CZ12 | SMUD | 90 | SFH | hvac | 457.6526 | 2018$
CZ12 | SMUD | 90 | SFH | cooking | -5.3225 | 2018$
CZ12 | SMUD | 90 | SFH | dryer | -27.8046 | 2018$
CZ12 | SMUD | NC | SFH | allele | 423.0524 | 2018$
CZ12 | SMUD | NC | SFH | wh | 39.5485 | 2018$
CZ12 | SMUD | NC | SFH | hvac | 327.4776 | 2018$
CZ12 | SMUD | NC | SFH | cooking | -8.603 | 2018$
CZ12 | SMUD | NC | SFH | dryer | -35.6916 | 2018$
CZ06 | SCE | 78 | SFH | allele | 303.0465 | 2018$
CZ06 | SCE | 78 | SFH | wh | 52.4264 | 2018$
CZ06 | SCE | 78 | SFH | hvac | 250.6201 | 2018$
CZ06 | SCE | 78 | SFH | cooking | -59.2102 | 2018$
CZ06 | SCE | 78 | SFH | dryer | -107.6054 | 2018$
CZ06 | LADWP | 78 | SFH | allele | 325.6173 | 2018$
CZ06 | LADWP | 78 | SFH | wh | 85.0249 | 2018$
CZ06 | LADWP | 78 | SFH | hvac | 240.5924 | 2018$
CZ06 | LADWP | 78 | SFH | cooking | -24.0273 | 2018$
CZ06 | LADWP | 78 | SFH | dryer | -58.0715 | 2018$
CZ06 | SCE | 90 | SFH | allele | 138.5489 | 2018$
CZ06 | SCE | 90 | SFH | wh | 26.3224 | 2018$
CZ06 | SCE | 90 | SFH | hvac | 112.2265 | 2018$
CZ06 | SCE | 90 | SFH | cooking | -70.8662 | 2018$
CZ06 | SCE | 90 | SFH | dryer | -128.8244 | 2018$
CZ06 | LADWP | 90 | SFH | allele | 204.3909 | 2018$
CZ06 | LADWP | 90 | SFH | wh | 73.2441 | 2018$
CZ06 | LADWP | 90 | SFH | hvac | 131.1468 | 2018$
CZ06 | LADWP | 90 | SFH | cooking | -28.62 | 2018$
CZ06 | LADWP | 90 | SFH | dryer | -69.3837 | 2018$
CZ06 | SCE | NC | SFH | allele | -35.3321 | 2018$
CZ06 | SCE | NC | SFH | wh | -28.31 | 2018$
CZ06 | SCE | NC | SFH | hvac | 67.4972 | 2018$
CZ06 | SCE | NC | SFH | cooking | -58.6979 | 2018$
CZ06 | SCE | NC | SFH | dryer | -101.6855 | 2018$
CZ06 | LADWP | NC | SFH | allele | 55.5294 | 2018$
CZ06 | LADWP | NC | SFH | wh | -5.8401 | 2018$
CZ06 | LADWP | NC | SFH | hvac | 88.0454 | 2018$
CZ06 | LADWP | NC | SFH | cooking | -35.2578 | 2018$
CZ06 | LADWP | NC | SFH | dryer | -83.428 | 2018$
CZ09 | SCE | 78 | SFH | allele | 400.0719 | 2018$
CZ09 | SCE | 78 | SFH | wh | 33.5768 | 2018$
CZ09 | SCE | 78 | SFH | hvac | 366.4951 | 2018$
CZ09 | SCE | 78 | SFH | cooking | -59.7534 | 2018$
CZ09 | SCE | 78 | SFH | dryer | -108.2955 | 2018$
CZ09 | LADWP | 78 | SFH | allele | 366.8104 | 2018$
CZ09 | LADWP | 78 | SFH | wh | 76.4755 | 2018$
CZ09 | LADWP | 78 | SFH | hvac | 290.3349 | 2018$
CZ09 | LADWP | 78 | SFH | cooking | -24.976 | 2018$
CZ09 | LADWP | 78 | SFH | dryer | -59.1691 | 2018$
CZ09 | SCE | 90 | SFH | allele | 294.0746 | 2018$
CZ09 | SCE | 90 | SFH | wh | 11.8482 | 2018$
CZ09 | SCE | 90 | SFH | hvac | 282.2264 | 2018$
CZ09 | SCE | 90 | SFH | cooking | -72.0925 | 2018$
CZ09 | SCE | 90 | SFH | dryer | -130.3602 | 2018$
CZ09 | LADWP | 90 | SFH | allele | 235.2679 | 2018$
CZ09 | LADWP | 90 | SFH | wh | 38.9511 | 2018$
CZ09 | LADWP | 90 | SFH | hvac | 196.3168 | 2018$
CZ09 | LADWP | 90 | SFH | cooking | -45.6867 | 2018$
CZ09 | LADWP | 90 | SFH | dryer | -92.1521 | 2018$
CZ09 | SCE | NC | SFH | allele | 2.1774 | 2018$
CZ09 | SCE | NC | SFH | wh | -33.0613 | 2018$
CZ09 | SCE | NC | SFH | hvac | 95.4319 | 2018$
CZ09 | SCE | NC | SFH | cooking | -56.0291 | 2018$
CZ09 | SCE | NC | SFH | dryer | -97.6412 | 2018$
CZ09 | LADWP | NC | SFH | allele | 75.8503 | 2018$
CZ09 | LADWP | NC | SFH | wh | -7.5591 | 2018$
CZ09 | LADWP | NC | SFH | hvac | 104.7608 | 2018$
CZ09 | LADWP | NC | SFH | cooking | -36.0347 | 2018$
CZ09 | LADWP | NC | SFH | dryer | -84.3458 | 2018$
CZ10 | SCE | 78 | SFH | allele | 455.4659 | 2018$
CZ10 | SCE | 78 | SFH | wh | 68.5846 | 2018$
CZ10 | SCE | 78 | SFH | hvac | 386.8813 | 2018$
CZ10 | SCE | 78 | SFH | cooking | -59.0384 | 2018$
CZ10 | SCE | 78 | SFH | dryer | -107.4347 | 2018$
CZ10 | SCE | 90 | SFH | allele | 373.2561 | 2018$
CZ10 | SCE | 90 | SFH | wh | 59.4869 | 2018$
CZ10 | SCE | 90 | SFH | hvac | 313.7692 | 2018$
CZ10 | SCE | 90 | SFH | cooking | -72.0488 | 2018$
CZ10 | SCE | 90 | SFH | dryer | -130.3751 | 2018$
CZ10 | SCE | NC | SFH | allele | 37.7592 | 2018$
CZ10 | SCE | NC | SFH | wh | -19.5876 | 2018$
CZ10 | SCE | NC | SFH | hvac | 121.231 | 2018$
CZ10 | SCE | NC | SFH | cooking | -56.6052 | 2018$
CZ10 | SCE | NC | SFH | dryer | -97.0811 | 2018$

## bill_impacts_rate_sens
Climate Zone | Utility | Vintage | Home Type | Equipment | Annual Bill Savings | Units | Go Back to Directory
CZ03 | PG&E | 78 | LRMF | allele | -20.0368 | 2018$
CZ03 | PG&E | 78 | LRMF | wh | 8.7808 | 2018$
CZ03 | PG&E | 78 | LRMF | hvac | -28.8176 | 2018$
CZ03 | PG&E | 78 | LRMF | cooking | -80.7917 | 2018$
CZ03 | PG&E | 78 | LRMF | dryer | -212.8308 | 2018$
CZ03 | PG&E | 90 | LRMF | allele | -1.3721 | 2018$
CZ03 | PG&E | 90 | LRMF | wh | -1.0197 | 2018$
CZ03 | PG&E | 90 | LRMF | hvac | -0.3524 | 2018$
CZ03 | PG&E | 90 | LRMF | cooking | -107.2549 | 2018$
CZ03 | PG&E | 90 | LRMF | dryer | -283.1215 | 2018$
CZ03 | PG&E | NC | LRMF | allele | -152.7106 | 2018$
CZ03 | PG&E | NC | LRMF | wh | 30.9106 | 2018$
CZ03 | PG&E | NC | LRMF | hvac | 83.884 | 2018$
CZ03 | PG&E | NC | LRMF | cooking | 22.0629 | 2018$
CZ03 | PG&E | NC | LRMF | dryer | -102.5584 | 2018$
CZ04 | PG&E | 78 | LRMF | allele | -9.1136 | 2018$
CZ04 | PG&E | 78 | LRMF | wh | 7.6999 | 2018$
CZ04 | PG&E | 78 | LRMF | hvac | -16.8135 | 2018$
CZ04 | PG&E | 78 | LRMF | cooking | -80.7082 | 2018$
CZ04 | PG&E | 78 | LRMF | dryer | -212.6917 | 2018$
CZ04 | PG&E | 90 | LRMF | allele | 4.7228 | 2018$
CZ04 | PG&E | 90 | LRMF | wh | -14.1548 | 2018$
CZ04 | PG&E | 90 | LRMF | hvac | 18.8776 | 2018$
CZ04 | PG&E | 90 | LRMF | cooking | -107.4273 | 2018$
CZ04 | PG&E | 90 | LRMF | dryer | -283.2866 | 2018$
CZ04 | PG&E | NC | LRMF | allele | -240.6158 | 2018$
CZ04 | PG&E | NC | LRMF | wh | -41.2672 | 2018$
CZ04 | PG&E | NC | LRMF | hvac | 47.281 | 2018$
CZ04 | PG&E | NC | LRMF | cooking | -42.9921 | 2018$
CZ04 | PG&E | NC | LRMF | dryer | -167.897 | 2018$
CZ12 | SMUD | 78 | LRMF | allele | 308.3758 | 2018$
CZ12 | SMUD | 78 | LRMF | wh | 108.0361 | 2018$
CZ12 | SMUD | 78 | LRMF | hvac | 200.3396 | 2018$
CZ12 | SMUD | 78 | LRMF | cooking | -12.2557 | 2018$
CZ12 | SMUD | 78 | LRMF | dryer | -56.9093 | 2018$
CZ12 | SMUD | 90 | LRMF | allele | 257.8943 | 2018$
CZ12 | SMUD | 90 | LRMF | wh | 119.7443 | 2018$
CZ12 | SMUD | 90 | LRMF | hvac | 138.15 | 2018$
CZ12 | SMUD | 90 | LRMF | cooking | -15.3331 | 2018$
CZ12 | SMUD | 90 | LRMF | dryer | -74.7957 | 2018$
CZ12 | SMUD | NC | LRMF | allele | 116.504 | 2018$
CZ12 | SMUD | NC | LRMF | wh | 29.2569 | 2018$
CZ12 | SMUD | NC | LRMF | hvac | 62.0335 | 2018$
CZ12 | SMUD | NC | LRMF | cooking | -14.1585 | 2018$
CZ12 | SMUD | NC | LRMF | dryer | -59.0978 | 2018$
CZ06 | SCE | 78 | LRMF | allele | 47.3101 | 2018$
CZ06 | SCE | 78 | LRMF | wh | 6.8391 | 2018$
CZ06 | SCE | 78 | LRMF | hvac | 40.471 | 2018$
CZ06 | SCE | 78 | LRMF | cooking | -67.2582 | 2018$
CZ06 | SCE | 78 | LRMF | dryer | -166.364 | 2018$
CZ06 | LADWP | 78 | LRMF | allele | 92.064 | 2018$
CZ06 | LADWP | 78 | LRMF | wh | 52.5799 | 2018$
CZ06 | LADWP | 78 | LRMF | hvac | 39.4842 | 2018$
CZ06 | LADWP | 78 | LRMF | cooking | -43.0023 | 2018$
CZ06 | LADWP | 78 | LRMF | dryer | -127.8401 | 2018$
CZ06 | SCE | 90 | LRMF | allele | 32.8252 | 2018$
CZ06 | SCE | 90 | LRMF | wh | 4.1356 | 2018$
CZ06 | SCE | 90 | LRMF | hvac | 28.6896 | 2018$
CZ06 | SCE | 90 | LRMF | cooking | -95.9406 | 2018$
CZ06 | SCE | 90 | LRMF | dryer | -249.3116 | 2018$
CZ06 | LADWP | 90 | LRMF | allele | 57.9305 | 2018$
CZ06 | LADWP | 90 | LRMF | wh | 30.9544 | 2018$
CZ06 | LADWP | 90 | LRMF | hvac | 26.9761 | 2018$
CZ06 | LADWP | 90 | LRMF | cooking | -68.9111 | 2018$
CZ06 | LADWP | 90 | LRMF | dryer | -215.4155 | 2018$
CZ06 | SCE | NC | LRMF | allele | -4.7575 | 2018$
CZ06 | SCE | NC | LRMF | wh | 16.4473 | 2018$
CZ06 | SCE | NC | LRMF | hvac | 26.789 | 2018$
CZ06 | SCE | NC | LRMF | cooking | -21.8295 | 2018$
CZ06 | SCE | NC | LRMF | dryer | -74.4336 | 2018$
CZ06 | LADWP | NC | LRMF | allele | -24.575 | 2018$
CZ06 | LADWP | NC | LRMF | wh | 24.9993 | 2018$
CZ06 | LADWP | NC | LRMF | hvac | 29.0906 | 2018$
CZ06 | LADWP | NC | LRMF | cooking | -6.0122 | 2018$
CZ06 | LADWP | NC | LRMF | dryer | -90.6593 | 2018$
CZ09 | SCE | 78 | LRMF | allele | 106.145 | 2018$
CZ09 | SCE | 78 | LRMF | wh | -10.7556 | 2018$
CZ09 | SCE | 78 | LRMF | hvac | 116.9006 | 2018$
CZ09 | SCE | 78 | LRMF | cooking | -69.9223 | 2018$
CZ09 | SCE | 78 | LRMF | dryer | -171.9562 | 2018$
CZ09 | LADWP | 78 | LRMF | allele | 158.3543 | 2018$
CZ09 | LADWP | 78 | LRMF | wh | 40.9365 | 2018$
CZ09 | LADWP | 78 | LRMF | hvac | 117.4178 | 2018$
CZ09 | LADWP | 78 | LRMF | cooking | -43.1119 | 2018$
CZ09 | LADWP | 78 | LRMF | dryer | -141.3947 | 2018$
CZ09 | SCE | 90 | LRMF | allele | 61.0161 | 2018$
CZ09 | SCE | 90 | LRMF | wh | -12.171 | 2018$
CZ09 | SCE | 90 | LRMF | hvac | 73.1871 | 2018$
CZ09 | SCE | 90 | LRMF | cooking | -92.1071 | 2018$
CZ09 | SCE | 90 | LRMF | dryer | -243.0757 | 2018$
CZ09 | LADWP | 90 | LRMF | allele | 125.955 | 2018$
CZ09 | LADWP | 90 | LRMF | wh | 47.0449 | 2018$
CZ09 | LADWP | 90 | LRMF | hvac | 78.9102 | 2018$
CZ09 | LADWP | 90 | LRMF | cooking | -62.9813 | 2018$
CZ09 | LADWP | 90 | LRMF | dryer | -182.6818 | 2018$
CZ09 | SCE | NC | LRMF | allele | -26.5298 | 2018$
CZ09 | SCE | NC | LRMF | wh | 2.3741 | 2018$
CZ09 | SCE | NC | LRMF | hvac | 30.0145 | 2018$
CZ09 | SCE | NC | LRMF | cooking | -34.7825 | 2018$
CZ09 | SCE | NC | LRMF | dryer | -100.3574 | 2018$
CZ09 | LADWP | NC | LRMF | allele | -49.8166 | 2018$
CZ09 | LADWP | NC | LRMF | wh | -11.9036 | 2018$
CZ09 | LADWP | NC | LRMF | hvac | 27.2345 | 2018$
CZ09 | LADWP | NC | LRMF | cooking | -43.3777 | 2018$
CZ09 | LADWP | NC | LRMF | dryer | -128.2894 | 2018$
CZ10 | SCE | 78 | LRMF | allele | 171.487 | 2018$
CZ10 | SCE | 78 | LRMF | wh | 14.9002 | 2018$
CZ10 | SCE | 78 | LRMF | hvac | 156.5869 | 2018$
CZ10 | SCE | 78 | LRMF | cooking | -69.8041 | 2018$
CZ10 | SCE | 78 | LRMF | dryer | -171.8091 | 2018$
CZ10 | SCE | 90 | LRMF | allele | 84.1382 | 2018$
CZ10 | SCE | 90 | LRMF | wh | 10.0649 | 2018$
CZ10 | SCE | 90 | LRMF | hvac | 74.0733 | 2018$
CZ10 | SCE | 90 | LRMF | cooking | -90.2329 | 2018$
CZ10 | SCE | 90 | LRMF | dryer | -237.0266 | 2018$
CZ10 | SCE | NC | LRMF | allele | -33.7504 | 2018$
CZ10 | SCE | NC | LRMF | wh | -0.0052399 | 2018$
CZ10 | SCE | NC | LRMF | hvac | 43.9744 | 2018$
CZ10 | SCE | NC | LRMF | cooking | -37.5111 | 2018$
CZ10 | SCE | NC | LRMF | dryer | -106.7925 | 2018$
CZ03 | PG&E | 78 | SFH | allele | 301.8819 | 2018$
CZ03 | PG&E | 78 | SFH | wh | 29.8125 | 2018$
CZ03 | PG&E | 78 | SFH | hvac | 272.0695 | 2018$
CZ03 | PG&E | 78 | SFH | cooking | -74.6178 | 2018$
CZ03 | PG&E | 78 | SFH | dryer | -146.8652 | 2018$
CZ03 | PG&E | 90 | SFH | allele | 103.476 | 2018$
CZ03 | PG&E | 90 | SFH | wh | -17.3598 | 2018$
CZ03 | PG&E | 90 | SFH | hvac | 120.8358 | 2018$
CZ03 | PG&E | 90 | SFH | cooking | -91.4595 | 2018$
CZ03 | PG&E | 90 | SFH | dryer | -178.5252 | 2018$
CZ03 | PG&E | NC | SFH | allele | -338.5045 | 2018$
CZ03 | PG&E | NC | SFH | wh | -159.2808 | 2018$
CZ03 | PG&E | NC | SFH | hvac | 81.0072 | 2018$
CZ03 | PG&E | NC | SFH | cooking | -103.7333 | 2018$
CZ03 | PG&E | NC | SFH | dryer | -199.8716 | 2018$
CZ04 | PG&E | 78 | SFH | allele | 386.2597 | 2018$
CZ04 | PG&E | 78 | SFH | wh | 24.3377 | 2018$
CZ04 | PG&E | 78 | SFH | hvac | 361.922 | 2018$
CZ04 | PG&E | 78 | SFH | cooking | -76.4018 | 2018$
CZ04 | PG&E | 78 | SFH | dryer | -149.0385 | 2018$
CZ04 | PG&E | 90 | SFH | allele | 124.5182 | 2018$
CZ04 | PG&E | 90 | SFH | wh | -26.1755 | 2018$
CZ04 | PG&E | 90 | SFH | hvac | 150.6936 | 2018$
CZ04 | PG&E | 90 | SFH | cooking | -92.4723 | 2018$
CZ04 | PG&E | 90 | SFH | dryer | -179.9122 | 2018$
CZ04 | PG&E | NC | SFH | allele | -364.6192 | 2018$
CZ04 | PG&E | NC | SFH | wh | -147.3285 | 2018$
CZ04 | PG&E | NC | SFH | hvac | 42.3655 | 2018$
CZ04 | PG&E | NC | SFH | cooking | -105.0981 | 2018$
CZ04 | PG&E | NC | SFH | dryer | -201.2221 | 2018$
CZ12 | SMUD | 78 | SFH | allele | 733.2932 | 2018$
CZ12 | SMUD | 78 | SFH | wh | 136.7441 | 2018$
CZ12 | SMUD | 78 | SFH | hvac | 596.549 | 2018$
CZ12 | SMUD | 78 | SFH | cooking | -4.6326 | 2018$
CZ12 | SMUD | 78 | SFH | dryer | -23.6691 | 2018$
CZ12 | SMUD | 90 | SFH | allele | 584.7728 | 2018$
CZ12 | SMUD | 90 | SFH | wh | 127.8067 | 2018$
CZ12 | SMUD | 90 | SFH | hvac | 456.9661 | 2018$
CZ12 | SMUD | 90 | SFH | cooking | -6.3858 | 2018$
CZ12 | SMUD | 90 | SFH | dryer | -29.6919 | 2018$
CZ12 | SMUD | NC | SFH | allele | 410.4975 | 2018$
CZ12 | SMUD | NC | SFH | wh | 37.2055 | 2018$
CZ12 | SMUD | NC | SFH | hvac | 325.1396 | 2018$
CZ12 | SMUD | NC | SFH | cooking | -9.844 | 2018$
CZ12 | SMUD | NC | SFH | dryer | -37.8935 | 2018$
CZ06 | SCE | 78 | SFH | allele | 273.0948 | 2018$
CZ06 | SCE | 78 | SFH | wh | 21.9435 | 2018$
CZ06 | SCE | 78 | SFH | hvac | 251.1513 | 2018$
CZ06 | SCE | 78 | SFH | cooking | -84.0896 | 2018$
CZ06 | SCE | 78 | SFH | dryer | -148.1353 | 2018$
CZ06 | LADWP | 78 | SFH | allele | 301.5309 | 2018$
CZ06 | LADWP | 78 | SFH | wh | 63.1198 | 2018$
CZ06 | LADWP | 78 | SFH | hvac | 238.4112 | 2018$
CZ06 | LADWP | 78 | SFH | cooking | -39.7272 | 2018$
CZ06 | LADWP | 78 | SFH | dryer | -85.5675 | 2018$
CZ06 | SCE | 90 | SFH | allele | 76.1161 | 2018$
CZ06 | SCE | 90 | SFH | wh | -15.3337 | 2018$
CZ06 | SCE | 90 | SFH | hvac | 91.4498 | 2018$
CZ06 | SCE | 90 | SFH | cooking | -100.7405 | 2018$
CZ06 | SCE | 90 | SFH | dryer | -177.4603 | 2018$
CZ06 | LADWP | 90 | SFH | allele | 159.4223 | 2018$
CZ06 | LADWP | 90 | SFH | wh | 43.9345 | 2018$
CZ06 | LADWP | 90 | SFH | hvac | 115.4877 | 2018$
CZ06 | LADWP | 90 | SFH | cooking | -47.4718 | 2018$
CZ06 | LADWP | 90 | SFH | dryer | -102.3789 | 2018$
CZ06 | SCE | NC | SFH | allele | -200.0999 | 2018$
CZ06 | SCE | NC | SFH | wh | -69.6686 | 2018$
CZ06 | SCE | NC | SFH | hvac | 37.0747 | 2018$
CZ06 | SCE | NC | SFH | cooking | -86.8174 | 2018$
CZ06 | SCE | NC | SFH | dryer | -144.984 | 2018$
CZ06 | LADWP | NC | SFH | allele | -83.9804 | 2018$
CZ06 | LADWP | NC | SFH | wh | -41.2862 | 2018$
CZ06 | LADWP | NC | SFH | hvac | 63.1809 | 2018$
CZ06 | LADWP | NC | SFH | cooking | -57.2616 | 2018$
CZ06 | LADWP | NC | SFH | dryer | -121.9224 | 2018$
CZ09 | SCE | 78 | SFH | allele | 406.9889 | 2018$
CZ09 | SCE | 78 | SFH | wh | -0.15179 | 2018$
CZ09 | SCE | 78 | SFH | hvac | 407.1407 | 2018$
CZ09 | SCE | 78 | SFH | cooking | -84.527 | 2018$
CZ09 | SCE | 78 | SFH | dryer | -148.7182 | 2018$
CZ09 | LADWP | 78 | SFH | allele | 364.4154 | 2018$
CZ09 | LADWP | 78 | SFH | wh | 54.035 | 2018$
CZ09 | LADWP | 78 | SFH | hvac | 310.3804 | 2018$
CZ09 | LADWP | 78 | SFH | cooking | -40.6758 | 2018$
CZ09 | LADWP | 78 | SFH | dryer | -86.6651 | 2018$
CZ09 | SCE | 90 | SFH | allele | 286.7998 | 2018$
CZ09 | SCE | 90 | SFH | wh | -30.8462 | 2018$
CZ09 | SCE | 90 | SFH | hvac | 317.646 | 2018$
CZ09 | SCE | 90 | SFH | cooking | -101.9668 | 2018$
CZ09 | SCE | 90 | SFH | dryer | -178.996 | 2018$
CZ09 | LADWP | 90 | SFH | allele | 211.8875 | 2018$
CZ09 | LADWP | 90 | SFH | wh | 3.3884 | 2018$
CZ09 | LADWP | 90 | SFH | hvac | 208.4992 | 2018$
CZ09 | LADWP | 90 | SFH | cooking | -68.6714 | 2018$
CZ09 | LADWP | 90 | SFH | dryer | -130.7342 | 2018$
CZ09 | SCE | NC | SFH | allele | -135.584 | 2018$
CZ09 | SCE | NC | SFH | wh | -74.0803 | 2018$
CZ09 | SCE | NC | SFH | hvac | 85.9569 | 2018$
CZ09 | SCE | NC | SFH | cooking | -83.2496 | 2018$
CZ09 | SCE | NC | SFH | dryer | -139.6341 | 2018$
CZ09 | LADWP | NC | SFH | allele | -41.4313 | 2018$
CZ09 | LADWP | NC | SFH | wh | -41.8677 | 2018$
CZ09 | LADWP | NC | SFH | hvac | 97.8091 | 2018$
CZ09 | LADWP | NC | SFH | cooking | -58.0384 | 2018$
CZ09 | LADWP | NC | SFH | dryer | -122.8401 | 2018$
CZ10 | SCE | 78 | SFH | allele | 459.2319 | 2018$
CZ10 | SCE | 78 | SFH | wh | 43.2457 | 2018$
CZ10 | SCE | 78 | SFH | hvac | 415.9862 | 2018$
CZ10 | SCE | 78 | SFH | cooking | -83.8517 | 2018$
CZ10 | SCE | 78 | SFH | dryer | -147.8976 | 2018$
CZ10 | SCE | 90 | SFH | allele | 382.8498 | 2018$
CZ10 | SCE | 90 | SFH | wh | 29.5038 | 2018$
CZ10 | SCE | 90 | SFH | hvac | 353.346 | 2018$
CZ10 | SCE | 90 | SFH | cooking | -101.923 | 2018$
CZ10 | SCE | 90 | SFH | dryer | -179.011 | 2018$
CZ10 | SCE | NC | SFH | allele | -94.5528 | 2018$
CZ10 | SCE | NC | SFH | wh | -56.9556 | 2018$
CZ10 | SCE | NC | SFH | hvac | 114.6404 | 2018$
CZ10 | SCE | NC | SFH | cooking | -83.9665 | 2018$
CZ10 | SCE | NC | SFH | dryer | -138.9063 | 2018$

## bill_impacts_hpc
Climate Zone | Utility | Vintage | Home Type | Equipment | Annual Bill Savings | Units | Go Back to Directory
CZ04 | PG&E | NC | LRMF | allele | -43.1243 | 2018$
CZ04 | PG&E | NC | LRMF | wh | 9.0291 | 2018$
CZ04 | PG&E | NC | LRMF | hvac | 71.6511 | 2018$
CZ04 | PG&E | NC | LRMF | cooking | -27.3143 | 2018$
CZ04 | PG&E | NC | LRMF | dryer | -124.2549 | 2018$
CZ12 | SMUD | NC | LRMF | allele | 177.1275 | 2018$
CZ12 | SMUD | NC | LRMF | wh | 40.4583 | 2018$
CZ12 | SMUD | NC | LRMF | hvac | 103.0253 | 2018$
CZ12 | SMUD | NC | LRMF | cooking | -13.3054 | 2018$
CZ12 | SMUD | NC | LRMF | dryer | -57.1199 | 2018$
CZ06 | SCE | NC | LRMF | allele | 96.3192 | 2018$
CZ06 | SCE | NC | LRMF | wh | 42.4281 | 2018$
CZ06 | SCE | NC | LRMF | hvac | 40.2759 | 2018$
CZ06 | SCE | NC | LRMF | cooking | -11.1586 | 2018$
CZ06 | SCE | NC | LRMF | dryer | -51.0714 | 2018$
CZ06 | LADWP | NC | LRMF | allele | 77.486 | 2018$
CZ06 | LADWP | NC | LRMF | wh | 52.5311 | 2018$
CZ06 | LADWP | NC | LRMF | hvac | 29.4009 | 2018$
CZ06 | LADWP | NC | LRMF | cooking | 1.3857 | 2018$
CZ06 | LADWP | NC | LRMF | dryer | -63.9169 | 2018$
CZ09 | SCE | NC | LRMF | allele | 94.2691 | 2018$
CZ09 | SCE | NC | LRMF | wh | 32.7089 | 2018$
CZ09 | SCE | NC | LRMF | hvac | 47.6774 | 2018$
CZ09 | SCE | NC | LRMF | cooking | -21.4342 | 2018$
CZ09 | SCE | NC | LRMF | dryer | -71.5977 | 2018$
CZ09 | LADWP | NC | LRMF | allele | 68.5863 | 2018$
CZ09 | LADWP | NC | LRMF | wh | 22.289 | 2018$
CZ09 | LADWP | NC | LRMF | hvac | 26.8668 | 2018$
CZ09 | LADWP | NC | LRMF | cooking | -28.2509 | 2018$
CZ09 | LADWP | NC | LRMF | dryer | -93.711 | 2018$
CZ04 | PG&E | NC | SFH | allele | 9.0922 | 2018$
CZ04 | PG&E | NC | SFH | wh | -62.4628 | 2018$
CZ04 | PG&E | NC | SFH | hvac | 206.8903 | 2018$
CZ04 | PG&E | NC | SFH | cooking | -71.8553 | 2018$
CZ04 | PG&E | NC | SFH | dryer | -144.4939 | 2018$
CZ12 | SMUD | NC | SFH | allele | 534.2701 | 2018$
CZ12 | SMUD | NC | SFH | wh | 51.0941 | 2018$
CZ12 | SMUD | NC | SFH | hvac | 421.6537 | 2018$
CZ12 | SMUD | NC | SFH | cooking | -8.603 | 2018$
CZ12 | SMUD | NC | SFH | dryer | -35.6916 | 2018$
CZ06 | SCE | NC | SFH | allele | 69.214 | 2018$
CZ06 | SCE | NC | SFH | wh | -10.0417 | 2018$
CZ06 | SCE | NC | SFH | hvac | 130.6944 | 2018$
CZ06 | SCE | NC | SFH | cooking | -58.6979 | 2018$
CZ06 | SCE | NC | SFH | dryer | -101.6855 | 2018$
CZ06 | LADWP | NC | SFH | allele | 126.2079 | 2018$
CZ06 | LADWP | NC | SFH | wh | 10.6447 | 2018$
CZ06 | LADWP | NC | SFH | hvac | 138.4959 | 2018$
CZ06 | LADWP | NC | SFH | cooking | -35.2578 | 2018$
CZ06 | LADWP | NC | SFH | dryer | -83.428 | 2018$
CZ09 | SCE | NC | SFH | allele | 173.5346 | 2018$
CZ09 | SCE | NC | SFH | wh | -14.5572 | 2018$
CZ09 | SCE | NC | SFH | hvac | 225.8186 | 2018$
CZ09 | SCE | NC | SFH | cooking | -56.0291 | 2018$
CZ09 | SCE | NC | SFH | dryer | -97.6412 | 2018$
CZ09 | LADWP | NC | SFH | allele | 201.6164 | 2018$
CZ09 | LADWP | NC | SFH | wh | 9.223 | 2018$
CZ09 | LADWP | NC | SFH | hvac | 201.9814 | 2018$
CZ09 | LADWP | NC | SFH | cooking | -36.0347 | 2018$
CZ09 | LADWP | NC | SFH | dryer | -84.3458 | 2018$

## bill_impacts_hpet
Climate Zone | Utility | Vintage | Home Type | Equipment | Annual Bill Savings | Units | Go Back to Directory
CZ04 | PG&E | NC | LRMF | allele | -9.1628 | 2018$
CZ04 | PG&E | NC | LRMF | wh | 21.6539 | 2018$
CZ04 | PG&E | NC | LRMF | hvac | 71.9284 | 2018$
CZ04 | PG&E | NC | LRMF | cooking | -27.3143 | 2018$
CZ04 | PG&E | NC | LRMF | dryer | -124.2549 | 2018$
CZ12 | SMUD | NC | LRMF | allele | 200.6336 | 2018$
CZ12 | SMUD | NC | LRMF | wh | 45.8215 | 2018$
CZ12 | SMUD | NC | LRMF | hvac | 119.9296 | 2018$
CZ12 | SMUD | NC | LRMF | cooking | -13.3054 | 2018$
CZ12 | SMUD | NC | LRMF | dryer | -57.1199 | 2018$
CZ06 | SCE | NC | LRMF | allele | 113.1789 | 2018$
CZ06 | SCE | NC | LRMF | wh | 47.9185 | 2018$
CZ06 | SCE | NC | LRMF | hvac | 47.7794 | 2018$
CZ06 | SCE | NC | LRMF | cooking | -11.1586 | 2018$
CZ06 | SCE | NC | LRMF | dryer | -51.0714 | 2018$
CZ06 | LADWP | NC | LRMF | allele | 94.0227 | 2018$
CZ06 | LADWP | NC | LRMF | wh | 61.0286 | 2018$
CZ06 | LADWP | NC | LRMF | hvac | 29.5587 | 2018$
CZ06 | LADWP | NC | LRMF | cooking | 1.3857 | 2018$
CZ06 | LADWP | NC | LRMF | dryer | -63.9169 | 2018$
CZ09 | SCE | NC | LRMF | allele | 117.2143 | 2018$
CZ09 | SCE | NC | LRMF | wh | 39.4553 | 2018$
CZ09 | SCE | NC | LRMF | hvac | 58.1327 | 2018$
CZ09 | SCE | NC | LRMF | cooking | -21.4342 | 2018$
CZ09 | SCE | NC | LRMF | dryer | -71.5977 | 2018$
CZ09 | LADWP | NC | LRMF | allele | 89.7852 | 2018$
CZ09 | LADWP | NC | LRMF | wh | 30.4536 | 2018$
CZ09 | LADWP | NC | LRMF | hvac | 27.1285 | 2018$
CZ09 | LADWP | NC | LRMF | cooking | -28.2509 | 2018$
CZ09 | LADWP | NC | LRMF | dryer | -93.711 | 2018$
CZ04 | PG&E | NC | SFH | allele | 89.8183 | 2018$
CZ04 | PG&E | NC | SFH | wh | -54.0172 | 2018$
CZ04 | PG&E | NC | SFH | hvac | 275.0063 | 2018$
CZ04 | PG&E | NC | SFH | cooking | -71.8553 | 2018$
CZ04 | PG&E | NC | SFH | dryer | -144.4939 | 2018$
CZ12 | SMUD | NC | SFH | allele | 594.4336 | 2018$
CZ12 | SMUD | NC | SFH | wh | 55.9108 | 2018$
CZ12 | SMUD | NC | SFH | hvac | 474.0954 | 2018$
CZ12 | SMUD | NC | SFH | cooking | -8.603 | 2018$
CZ12 | SMUD | NC | SFH | dryer | -35.6916 | 2018$
CZ06 | SCE | NC | SFH | allele | 122.4402 | 2018$
CZ06 | SCE | NC | SFH | wh | -2.931 | 2018$
CZ06 | SCE | NC | SFH | hvac | 169.1008 | 2018$
CZ06 | SCE | NC | SFH | cooking | -58.6979 | 2018$
CZ06 | SCE | NC | SFH | dryer | -101.6855 | 2018$
CZ06 | LADWP | NC | SFH | allele | 163.533 | 2018$
CZ06 | LADWP | NC | SFH | wh | 16.1674 | 2018$
CZ06 | LADWP | NC | SFH | hvac | 173.8499 | 2018$
CZ06 | LADWP | NC | SFH | cooking | -35.2578 | 2018$
CZ06 | LADWP | NC | SFH | dryer | -83.428 | 2018$
CZ09 | SCE | NC | SFH | allele | 237.4333 | 2018$
CZ09 | SCE | NC | SFH | wh | -8.0167 | 2018$
CZ09 | SCE | NC | SFH | hvac | 275.1301 | 2018$
CZ09 | SCE | NC | SFH | cooking | -56.0291 | 2018$
CZ09 | SCE | NC | SFH | dryer | -97.6412 | 2018$
CZ09 | LADWP | NC | SFH | allele | 248.2728 | 2018$
CZ09 | LADWP | NC | SFH | wh | 15.3544 | 2018$
CZ09 | LADWP | NC | SFH | hvac | 240.1681 | 2018$
CZ09 | LADWP | NC | SFH | cooking | -36.0347 | 2018$
CZ09 | LADWP | NC | SFH | dryer | -84.3458 | 2018$

## bill_impacts_flexwh
Climate Zone | Utility | Vintage | Home Type | Equipment | Annual Bill Savings | Units | Go Back to Directory
CZ03 | PG&E | 78 | LRMF | wh | 44.2017 | 2018$
CZ03 | PG&E | 90 | LRMF | wh | 46.0476 | 2018$
CZ03 | PG&E | NC | LRMF | wh | 47.6024 | 2018$
CZ04 | PG&E | 78 | LRMF | wh | 42.6721 | 2018$
CZ04 | PG&E | 90 | LRMF | wh | 33.7761 | 2018$
CZ04 | PG&E | NC | LRMF | wh | -9.8556 | 2018$
CZ12 | SMUD | 78 | LRMF | wh | 110.0299 | 2018$
CZ12 | SMUD | 90 | LRMF | wh | 122.6828 | 2018$
CZ12 | SMUD | NC | LRMF | wh | 31.3532 | 2018$
CZ06 | SCE | 78 | LRMF | wh | 43.1399 | 2018$
CZ06 | LADWP | 78 | LRMF | wh | 72.5348 | 2018$
CZ06 | SCE | 90 | LRMF | wh | 51.4698 | 2018$
CZ06 | LADWP | 90 | LRMF | wh | 62.0172 | 2018$
CZ06 | SCE | NC | LRMF | wh | 37.8268 | 2018$
CZ06 | LADWP | NC | LRMF | wh | 37.4676 | 2018$
CZ09 | SCE | 78 | LRMF | wh | 28.3698 | 2018$
CZ09 | LADWP | 78 | LRMF | wh | 62.5906 | 2018$
CZ09 | SCE | 90 | LRMF | wh | 36.6187 | 2018$
CZ09 | LADWP | 90 | LRMF | wh | 72.8815 | 2018$
CZ09 | SCE | NC | LRMF | wh | 26.5004 | 2018$
CZ09 | LADWP | NC | LRMF | wh | 7.5609 | 2018$
CZ10 | SCE | 78 | LRMF | wh | 48.9717 | 2018$
CZ10 | SCE | 90 | LRMF | wh | 54.3049 | 2018$
CZ10 | SCE | NC | LRMF | wh | 24.7148 | 2018$
CZ03 | PG&E | 78 | SFH | wh | 70.6229 | 2018$
CZ03 | PG&E | 90 | SFH | wh | 39.3873 | 2018$
CZ03 | PG&E | NC | SFH | wh | -85.123 | 2018$
CZ04 | PG&E | 78 | SFH | wh | 64.0617 | 2018$
CZ04 | PG&E | 90 | SFH | wh | 29.2882 | 2018$
CZ04 | PG&E | NC | SFH | wh | -77.2883 | 2018$
CZ12 | SMUD | 78 | SFH | wh | 139.8818 | 2018$
CZ12 | SMUD | 90 | SFH | wh | 132.0819 | 2018$
CZ12 | SMUD | NC | SFH | wh | 42.3361 | 2018$
CZ06 | SCE | 78 | SFH | wh | 66.3658 | 2018$
CZ06 | LADWP | 78 | SFH | wh | 85.0249 | 2018$
CZ06 | SCE | 90 | SFH | wh | 43.5358 | 2018$
CZ06 | LADWP | 90 | SFH | wh | 73.2441 | 2018$
CZ06 | SCE | NC | SFH | wh | 2.6194 | 2018$
CZ06 | LADWP | NC | SFH | wh | -5.8401 | 2018$
CZ09 | SCE | 78 | SFH | wh | 47.8742 | 2018$
CZ09 | LADWP | 78 | SFH | wh | 76.4755 | 2018$
CZ09 | SCE | 90 | SFH | wh | 28.2787 | 2018$
CZ09 | LADWP | 90 | SFH | wh | 38.9511 | 2018$
CZ09 | SCE | NC | SFH | wh | -3.6199 | 2018$
CZ09 | LADWP | NC | SFH | wh | -7.5591 | 2018$
CZ10 | SCE | 78 | SFH | wh | 82.535 | 2018$
CZ10 | SCE | 90 | SFH | wh | 75.9452 | 2018$
CZ10 | SCE | NC | SFH | wh | 7.5844 | 2018$

## Capital Costs >>
The "capex_comm" sheet shows capital costs of common high-efficiency electric appliances ang gas alternatives
The "capex_hpbc" sheet shows capital costs of high-performance best-in-class electric appliances and gas alternatives
| Cateogory Name | Category | Description
COLUMN [Climate Zone]_[Home Type]_[Vintage] | Climate Zone | CZ03 | San Francisco and Oakland
|  | CZ04 | San Jose
|  | CZ12 | Sacramento
|  | CZ06 | Coastal LA
|  | CZ09 | Downtown LA
|  | CZ10 | Riverside and San Bernadino
COLUMN [Climate Zone]_[Home Type]_[Vintage] | Home Type | SFH | Single Family
|  | LRMF | Low-rise Multifamily
COLUMN [Climate Zone]_[Home Type]_[Vintage] | Vintage | 78 | pre-1978
|  | 90 | 1990s
|  | NC | New Construction
ROW [Equipment]_[Fuel Type]_Capital | Equipment | allele** | Electrifying all end-uses compared to gas alternatives
|  | hvac* | Heat pump HVAC vs. Gas furnace + AC, except in CZ03 new construction where AC is not considered in the gas baseline
|  | wh | Heat pump water heater vs. Gas water heater
|  | cooking | Electric cookstove vs. Gas cookstove
|  | dryer | Electric clothes dryer vs. Gas clothes dryer
ROW [Equipment]_[Fuel Type]_Capital | Fuel Type | NG | A gas appliance, or a gas-fueled
|  | Electric | An electric appliance
ROW |  | gas_connection | The gas connection cost is avoided by an all-electric new construction home
|  | ele_panel_upgrade | An electric panel upgrade is needed by pre-1978 homes that electrify both HVAC and water heating.
* In the gas baseline cases, gas furnaces and ACs usually do not burn out at the same time. Therefore, the equipment cost of AC is halved to account for a delayed replacement assuming an average condition where AC still has half of useful lifetime when a furnace breaks.
** in the gas-fueled home cases, the capital cost of gas water heaters and the equipment cost of AC are both halved to account for a delayed replacement when a gas furnace is replaced.
Units: 2018$
Go Back to Directory

## capex_comm
| CZ03_SFH_NC | CZ04_SFH_NC | CZ12_SFH_NC | CZ06_SFH_NC | CZ09_SFH_NC | CZ10_SFH_NC | CZ03_SFH_90 | CZ04_SFH_90 | CZ12_SFH_90 | CZ06_SFH_90 | CZ09_SFH_90 | CZ10_SFH_90 | CZ03_SFH_78 | CZ04_SFH_78 | CZ12_SFH_78 | CZ06_SFH_78 | CZ09_SFH_78 | CZ10_SFH_78 | CZ03_LRMF_NC | CZ04_LRMF_NC | CZ12_LRMF_NC | CZ06_LRMF_NC | CZ09_LRMF_NC | CZ10_LRMF_NC | CZ03_LRMF_90 | CZ04_LRMF_90 | CZ12_LRMF_90 | CZ06_LRMF_90 | CZ09_LRMF_90 | CZ10_LRMF_90 | CZ03_LRMF_78 | CZ04_LRMF_78 | CZ12_LRMF_78 | CZ06_LRMF_78 | CZ09_LRMF_78 | CZ10_LRMF_78
wh_Electric_Capital | 4358 | 4318 | 3690 | 4057 | 4057 | 3783 | 4662 | 4456 | 3599 | 4037 | 4037 | 3689 | 4662 | 4456 | 3599 | 4037 | 4037 | 3689 | 3611.875 | 3579.625 | 3084.625 | 3371.625 | 3371.625 | 3156.375 | 4388 | 4195 | 3432.5 | 3814.8333 | 3814.8333 | 3509.5 | 4250.875 | 4063.875 | 3349.375 | 3703.75 | 3703.75 | 3419.75
wh_NG_Capital | 5702 | 5652 | 4517 | 5205 | 5263 | 4689 | 2598 | 2483 | 1998 | 2247 | 2247 | 2049 | 2598 | 2483 | 1998 | 2247 | 2247 | 2049 | 4648.25 | 4606.625 | 3705.875 | 4251.125 | 4239.625 | 3842.125 | 2461.1667 | 2352.6667 | 1915 | 2136 | 2136 | 1959.6667 | 2461 | 2352.75 | 1914.75 | 2136 | 2136 | 1959.75
hvac_Electric_Capital | 10036 | 10415 | 9630 | 9492 | 10181 | 9768 | 17061 | 15262 | 13679 | 13979 | 14632 | 13910 | 20633 | 20278 | 15370 | 18205 | 18879 | 15651 | 9364.125 | 9280.5 | 8952.625 | 8447.5 | 8906.75 | 9055.875 | 15016.3333 | 13804 | 12479.3333 | 12102 | 12755.1667 | 12658.8333 | 8108.5 | 8165.75 | 6785.125 | 6894.75 | 7286.625 | 7002.875
hvac_NG_Capital | 5962 | 13267 | 11604 | 12132 | 12706 | 11880 | 16718 | 16406 | 13717 | 13858 | 14681 | 14332 | 23581 | 22475 | 13993 | 20503 | 20744 | 15043 | 5065.25 | 11583.125 | 10708.75 | 10043 | 10961.25 | 10915.25 | 13693 | 13648.5 | 12195 | 11880.5 | 12303 | 12707.3333 | 9619.25 | 9908.875 | 8122.875 | 8515 | 8876.75 | 8340.625
cooking_Electric_Capital | 2012 | 2012 | 1870 | 1965 | 1965 | 1894 | 2295 | 2295 | 2083 | 2224 | 2224 | 2118 | 2295 | 2295 | 2083 | 2224 | 2224 | 2118 | 1835 | 1835 | 1693 | 1788 | 1788 | 1717 | 2118 | 2118 | 1906 | 2047 | 2047 | 1941 | 2118 | 2118 | 1906 | 2047 | 2047 | 1941
cooking_NG_Capital | 2165 | 2165 | 1882 | 2071 | 2071 | 1929 | 1510 | 1510 | 1369 | 1463 | 1463 | 1392 | 1510 | 1510 | 1369 | 1463 | 1463 | 1392 | 2165 | 2165 | 1882 | 2071 | 2071 | 1929 | 1510 | 1510 | 1369 | 1463 | 1463 | 1392 | 1510 | 1510 | 1369 | 1463 | 1463 | 1392
dryer_Electric_Capital | 2661 | 2661 | 2519 | 2614 | 2614 | 2543 | 2944 | 2944 | 2732 | 2873 | 2873 | 2767 | 2944 | 2944 | 2732 | 2873 | 2873 | 2767 | 1835 | 1835 | 1693 | 1788 | 1788 | 1717 | 2118 | 2118 | 1906 | 2047 | 2047 | 1941 | 2118 | 2118 | 1906 | 2047 | 2047 | 1941
dryer_NG_Capital | 2130 | 2130 | 1918 | 2059 | 2059 | 1953 | 1805 | 1805 | 1664 | 1758 | 1758 | 1687 | 1805 | 1805 | 1664 | 1758 | 1758 | 1687 | 2130 | 2130 | 1918 | 2059 | 2059 | 1953 | 1805 | 1805 | 1664 | 1758 | 1758 | 1687 | 1805 | 1805 | 1664 | 1758 | 1758 | 1687
gas_connection | 6000 | 6000 | 6000 | 6000 | 6000 | 6000 | 0 | 0 | 0 | 0 | 0 | 0 | 0 | 0 | 0 | 0 | 0 | 0 | 750 | 750 | 750 | 750 | 750 | 750 | 0 | 0 | 0 | 0 | 0 | 0 | 0 | 0 | 0 | 0 | 0 | 0
ele_panel_upgrade | 0 | 0 | 0 | 0 | 0 | 0 | 0 | 0 | 0 | 0 | 0 | 0 | 4256 | 4256 | 4256 | 4256 | 4256 | 4256 | 0 | 0 | 0 | 0 | 0 | 0 | 0 | 0 | 0 | 0 | 0 | 0 | 2744 | 2744 | 2744 | 2744 | 2744 | 2744
allele_Electric_Capital | 13067 | 13406 | 11709 | 12128 | 12817 | 11988 | 21723 | 19718 | 17278 | 18016 | 18669 | 17599 | 29551 | 28990 | 23225 | 26498 | 27172 | 23596 | 15896 | 15780.125 | 14673.25 | 14645.125 | 15104.375 | 14896.25 | 19404.3333 | 17999 | 15911.8333 | 15916.8333 | 16570 | 16168.3333 | 15103.375 | 14973.625 | 12878.5 | 13342.5 | 13734.375 | 13166.625
allele_NG_Capital | 15959 | 23214 | 19921 | 21467 | 22099 | 20451 | 18017 | 17647.5 | 14716 | 14981.5 | 15804.5 | 15356.5 | 24880 | 23716.5 | 14992 | 21626.5 | 21867.5 | 16067.5 | 14008.5 | 20484.75 | 18214.625 | 18424.125 | 19330.875 | 18639.375 | 14923.5833 | 14824.8333 | 13152.5 | 12948.5 | 13371 | 13687.1667 | 10849.75 | 11085.25 | 9080.25 | 9583 | 9944.75 | 9320.5
Go Back to Directory

## capex_hpbc
| CZ04_SFH_NC | CZ12_SFH_NC | CZ06_SFH_NC | CZ09_SFH_NC | CZ04_LRMF_NC | CZ12_LRMF_NC | CZ06_LRMF_NC | CZ09_LRMF_NC
wh_Electric_Capital | 5020 | 4378 | 4746 | 4746 | 3959.375 | 3457.75 | 3744.625 | 3744.625
wh_NG_Capital | 5652 | 4517 | 5205 | 5263 | 4606.625 | 3705.875 | 4251.125 | 4239.625
hvac_Electric_Capital | 12566.6667 | 11824.5 | 11443 | 12375.5 | 11267.5 | 11066.4167 | 10236.2083 | 10857.875
hvac_NG_Capital | 13267 | 11604 | 12132 | 12706 | 11583.125 | 10708.75 | 10043 | 10961.25
cooking_Electric_Capital | 2012 | 1870 | 1965 | 1965 | 1835 | 1693 | 1788 | 1788
cooking_NG_Capital | 2165 | 1882 | 2071 | 2071 | 2165 | 1882 | 2071 | 2071
dryer_Electric_Capital | 2661 | 2519 | 2614 | 2614 | 1835 | 1693 | 1788 | 1788
dryer_NG_Capital | 2130 | 1918 | 2059 | 2059 | 2130 | 1918 | 2059 | 2059
gas_connection | 6000 | 6000 | 6000 | 6000 | 750 | 750 | 750 | 750
allele_Electric_Capital | 16259.6667 | 14591.5 | 14768 | 15700.5 | 18146.875 | 17160.1667 | 16806.8333 | 17428.5
allele_NG_Capital | 23214 | 19921 | 21467 | 22099 | 20484.75 | 18214.625 | 18424.125 | 19330.875
Go Back to Directory

## Lifecycle Savings
The "lifecycle_sav" sheet shows the annual lifecycle savings from electrifying building end uses using the base rate escalations
The "lifecycle_sav_rate_sens" sheet shows the annual lifecycle savings from electrifying building end uses using the sensivitiy rate escalations
The "lifecycle_sav_hpbc" sheet shows the annual lifecycle savings from electrifying building end uses to high-performance best-in-class equipment
The "lifecycle_sav_flexwh" sheet shows the annual lifecycle savings of heat pump water heaters with flexible schedule
Cateogory Name | Category | Description
Climate Zone | CZ03 | San Francisco and Oakland
| CZ04 | San Jose
| CZ12 | Sacramento
| CZ06 | Coastal LA
| CZ09 | Downtown LA
| CZ10 | Riverside and San Bernadino
Utility | SCE | CZ06, CZ09, CZ10
| LADWP | CZ06, CZ09
| SMUD | CZ12
| PG&E | CZ03, CZ04
Home Type | SFH | Single Family
| LRMF | Low-rise Multifamily
Vintage | 78 | pre-1978
| 90 | 1990s
| NC | New Construction
Equipment | allele | Electrifying all end-uses compared to gas alternatives
| hvac | Heat pump HVAC vs. Gas furnace + AC, except in CZ03 new construction where AC is not considered in the gas baseline
| wh | Heat pump water heater vs. Gas water heater
| cooking | Electric cookstove vs. Gas cookstove
| dryer | Electric clothes dryer vs. Gas clothes dryer
Units: 2018$
Go Back to Directory

## lifecycle_sav
Climate Zone | Utility | Vintage | Home Type | Equipment | Annual Lifecycle Cost Savings | Units | Go Back to Directory
CZ03 | PG&E | 78 | LRMF | allele | -197.5798 | 2018$
CZ03 | PG&E | 78 | LRMF | wh | -129.2693 | 2018$
CZ03 | PG&E | 78 | LRMF | hvac | 137.1525 | 2018$
CZ03 | PG&E | 78 | LRMF | cooking | -119.5503 | 2018$
CZ03 | PG&E | 78 | LRMF | dryer | -189.7984 | 2018$
CZ03 | PG&E | 90 | LRMF | allele | -201.3018 | 2018$
CZ03 | PG&E | 90 | LRMF | wh | -141.6564 | 2018$
CZ03 | PG&E | 90 | LRMF | hvac | -59.6454 | 2018$
CZ03 | PG&E | 90 | LRMF | cooking | -138.113 | 2018$
CZ03 | PG&E | 90 | LRMF | dryer | -242.3803 | 2018$
CZ03 | PG&E | NC | LRMF | allele | -197.4908 | 2018$
CZ03 | PG&E | NC | LRMF | wh | 144.8213 | 2018$
CZ03 | PG&E | NC | LRMF | hvac | -238.0036 | 2018$
CZ03 | PG&E | NC | LRMF | cooking | 58.1284 | 2018$
CZ03 | PG&E | NC | LRMF | dryer | -44.1641 | 2018$
CZ04 | PG&E | 78 | LRMF | allele | -167.5985 | 2018$
CZ04 | PG&E | 78 | LRMF | wh | -123.2539 | 2018$
CZ04 | PG&E | 78 | LRMF | hvac | 161.1183 | 2018$
CZ04 | PG&E | 78 | LRMF | cooking | -119.4668 | 2018$
CZ04 | PG&E | 78 | LRMF | dryer | -189.6594 | 2018$
CZ04 | PG&E | 90 | LRMF | allele | -106.0722 | 2018$
CZ04 | PG&E | 90 | LRMF | wh | -145.7692 | 2018$
CZ04 | PG&E | 90 | LRMF | hvac | 39.697 | 2018$
CZ04 | PG&E | 90 | LRMF | cooking | -138.2854 | 2018$
CZ04 | PG&E | 90 | LRMF | dryer | -242.5455 | 2018$
CZ04 | PG&E | NC | LRMF | allele | 223.5318 | 2018$
CZ04 | PG&E | NC | LRMF | wh | 86.2722 | 2018$
CZ04 | PG&E | NC | LRMF | hvac | 224.7639 | 2018$
CZ04 | PG&E | NC | LRMF | cooking | 6.5346 | 2018$
CZ04 | PG&E | NC | LRMF | dryer | -95.8916 | 2018$
CZ12 | SMUD | 78 | LRMF | allele | 67.5067 | 2018$
CZ12 | SMUD | 78 | LRMF | wh | -28.6396 | 2018$
CZ12 | SMUD | 78 | LRMF | hvac | 301.6093 | 2018$
CZ12 | SMUD | 78 | LRMF | cooking | -66.484 | 2018$
CZ12 | SMUD | 78 | LRMF | dryer | -78.1989 | 2018$
CZ12 | SMUD | 90 | LRMF | allele | 93.3192 | 2018$
CZ12 | SMUD | 90 | LRMF | wh | -24.4833 | 2018$
CZ12 | SMUD | 90 | LRMF | hvac | 117.8025 | 2018$
CZ12 | SMUD | 90 | LRMF | cooking | -69.2758 | 2018$
CZ12 | SMUD | 90 | LRMF | dryer | -95.426 | 2018$
CZ12 | SMUD | NC | LRMF | allele | 356.2656 | 2018$
CZ12 | SMUD | NC | LRMF | wh | 90.3002 | 2018$
CZ12 | SMUD | NC | LRMF | hvac | 194.0426 | 2018$
CZ12 | SMUD | NC | LRMF | cooking | 6.0808 | 2018$
CZ12 | SMUD | NC | LRMF | dryer | -35.4869 | 2018$
CZ06 | SCE | 78 | LRMF | allele | -147.6957 | 2018$
CZ06 | SCE | 78 | LRMF | wh | -114.4113 | 2018$
CZ06 | SCE | 78 | LRMF | hvac | 172.1786 | 2018$
CZ06 | SCE | 78 | LRMF | cooking | -107.0147 | 2018$
CZ06 | SCE | 78 | LRMF | dryer | -151.5467 | 2018$
CZ06 | LADWP | 78 | LRMF | allele | -112.2603 | 2018$
CZ06 | LADWP | 78 | LRMF | wh | -78.1992 | 2018$
CZ06 | LADWP | 78 | LRMF | hvac | 171.4019 | 2018$
CZ06 | LADWP | 78 | LRMF | cooking | -87.7778 | 2018$
CZ06 | LADWP | 78 | LRMF | dryer | -121.048 | 2018$
CZ06 | SCE | 90 | LRMF | allele | -101.0656 | 2018$
CZ06 | SCE | 90 | LRMF | wh | -120.629 | 2018$
CZ06 | SCE | 90 | LRMF | hvac | 19.5634 | 2018$
CZ06 | SCE | 90 | LRMF | cooking | -127.3052 | 2018$
CZ06 | SCE | 90 | LRMF | dryer | -214.155 | 2018$
CZ06 | LADWP | 90 | LRMF | allele | -81.1823 | 2018$
CZ06 | LADWP | 90 | LRMF | wh | -99.397 | 2018$
CZ06 | LADWP | 90 | LRMF | hvac | 18.2147 | 2018$
CZ06 | LADWP | 90 | LRMF | cooking | -105.8686 | 2018$
CZ06 | LADWP | 90 | LRMF | dryer | -187.32 | 2018$
CZ06 | SCE | NC | LRMF | allele | 321.2471 | 2018$
CZ06 | SCE | NC | LRMF | wh | 115.2581 | 2018$
CZ06 | SCE | NC | LRMF | hvac | 146.7455 | 2018$
CZ06 | SCE | NC | LRMF | cooking | 17.8694 | 2018$
CZ06 | SCE | NC | LRMF | dryer | -25.0156 | 2018$
CZ06 | LADWP | NC | LRMF | allele | 305.7402 | 2018$
CZ06 | LADWP | NC | LRMF | wh | 122.0286 | 2018$
CZ06 | LADWP | NC | LRMF | hvac | 148.5571 | 2018$
CZ06 | LADWP | NC | LRMF | cooking | 30.4137 | 2018$
CZ06 | LADWP | NC | LRMF | dryer | -37.8612 | 2018$
CZ09 | SCE | 78 | LRMF | allele | -105.4286 | 2018$
CZ09 | SCE | 78 | LRMF | wh | -129.0672 | 2018$
CZ09 | SCE | 78 | LRMF | hvac | 229.1015 | 2018$
CZ09 | SCE | 78 | LRMF | cooking | -109.1502 | 2018$
CZ09 | SCE | 78 | LRMF | dryer | -156.0041 | 2018$
CZ09 | LADWP | 78 | LRMF | allele | -64.0977 | 2018$
CZ09 | LADWP | 78 | LRMF | wh | -88.1434 | 2018$
CZ09 | LADWP | 78 | LRMF | hvac | 229.5086 | 2018$
CZ09 | LADWP | 78 | LRMF | cooking | -87.8874 | 2018$
CZ09 | LADWP | 78 | LRMF | dryer | -131.8091 | 2018$
CZ09 | SCE | 90 | LRMF | allele | -99.6217 | 2018$
CZ09 | SCE | 90 | LRMF | wh | -135.413 | 2018$
CZ09 | SCE | 90 | LRMF | hvac | 35.7913 | 2018$
CZ09 | SCE | 90 | LRMF | cooking | -124.4155 | 2018$
CZ09 | SCE | 90 | LRMF | dryer | -209.3829 | 2018$
CZ09 | LADWP | 90 | LRMF | allele | -48.2369 | 2018$
CZ09 | LADWP | 90 | LRMF | wh | -88.5328 | 2018$
CZ09 | LADWP | 90 | LRMF | hvac | 40.2959 | 2018$
CZ09 | LADWP | 90 | LRMF | cooking | -101.3165 | 2018$
CZ09 | LADWP | 90 | LRMF | dryer | -161.5701 | 2018$
CZ09 | SCE | NC | LRMF | allele | 335.1476 | 2018$
CZ09 | SCE | NC | LRMF | wh | 102.3196 | 2018$
CZ09 | SCE | NC | LRMF | hvac | 182.2983 | 2018$
CZ09 | SCE | NC | LRMF | cooking | 7.5938 | 2018$
CZ09 | SCE | NC | LRMF | dryer | -45.5419 | 2018$
CZ09 | LADWP | NC | LRMF | allele | 316.9261 | 2018$
CZ09 | LADWP | NC | LRMF | wh | 91.0162 | 2018$
CZ09 | LADWP | NC | LRMF | hvac | 180.1102 | 2018$
CZ09 | LADWP | NC | LRMF | cooking | 0.77711 | 2018$
CZ09 | LADWP | NC | LRMF | dryer | -67.6552 | 2018$
CZ10 | SCE | 78 | LRMF | allele | -58.4351 | 2018$
CZ10 | SCE | 78 | LRMF | wh | -98.3134 | 2018$
CZ10 | SCE | 78 | LRMF | hvac | 245.3413 | 2018$
CZ10 | SCE | 78 | LRMF | cooking | -105.4419 | 2018$
CZ10 | SCE | 78 | LRMF | dryer | -152.4919 | 2018$
CZ10 | SCE | 90 | LRMF | allele | -31.109 | 2018$
CZ10 | SCE | 90 | LRMF | wh | -105.586 | 2018$
CZ10 | SCE | 90 | LRMF | hvac | 74.477 | 2018$
CZ10 | SCE | 90 | LRMF | cooking | -119.3724 | 2018$
CZ10 | SCE | 90 | LRMF | dryer | -201.2612 | 2018$
CZ10 | SCE | NC | LRMF | allele | 287.7741 | 2018$
CZ10 | SCE | NC | LRMF | wh | 82.8996 | 2018$
CZ10 | SCE | NC | LRMF | hvac | 179.651 | 2018$
CZ10 | SCE | NC | LRMF | cooking | -1.8516 | 2018$
CZ10 | SCE | NC | LRMF | dryer | -54.0002 | 2018$
CZ03 | PG&E | 78 | SFH | allele | 108.362 | 2018$
CZ03 | PG&E | 78 | SFH | wh | -130.9435 | 2018$
CZ03 | PG&E | 78 | SFH | hvac | 557.9827 | 2018$
CZ03 | PG&E | 78 | SFH | cooking | -130.6374 | 2018$
CZ03 | PG&E | 78 | SFH | dryer | -214.1316 | 2018$
CZ03 | PG&E | 90 | SFH | allele | 16.7873 | 2018$
CZ03 | PG&E | 90 | SFH | wh | -162.8808 | 2018$
CZ03 | PG&E | 90 | SFH | hvac | 179.6681 | 2018$
CZ03 | PG&E | 90 | SFH | cooking | -142.5606 | 2018$
CZ03 | PG&E | 90 | SFH | dryer | -237.3426 | 2018$
CZ03 | PG&E | NC | SFH | allele | -292.8564 | 2018$
CZ03 | PG&E | NC | SFH | wh | 35.9028 | 2018$
CZ03 | PG&E | NC | SFH | hvac | -151.3062 | 2018$
CZ03 | PG&E | NC | SFH | cooking | -54.9121 | 2018$
CZ03 | PG&E | NC | SFH | dryer | -194.2677 | 2018$
CZ04 | PG&E | 78 | SFH | allele | 109.6861 | 2018$
CZ04 | PG&E | 78 | SFH | wh | -128.5477 | 2018$
CZ04 | PG&E | 78 | SFH | hvac | 556.911 | 2018$
CZ04 | PG&E | 78 | SFH | cooking | -132.4215 | 2018$
CZ04 | PG&E | 78 | SFH | dryer | -216.3048 | 2018$
CZ04 | PG&E | 90 | SFH | allele | 138.9789 | 2018$
CZ04 | PG&E | 90 | SFH | wh | -163.9534 | 2018$
CZ04 | PG&E | 90 | SFH | hvac | 302.9323 | 2018$
CZ04 | PG&E | 90 | SFH | cooking | -143.5733 | 2018$
CZ04 | PG&E | 90 | SFH | dryer | -238.7296 | 2018$
CZ04 | PG&E | NC | SFH | allele | 190.6201 | 2018$
CZ04 | PG&E | NC | SFH | wh | 43.2765 | 2018$
CZ04 | PG&E | NC | SFH | hvac | 324.9634 | 2018$
CZ04 | PG&E | NC | SFH | cooking | -56.1617 | 2018$
CZ04 | PG&E | NC | SFH | dryer | -195.5477 | 2018$
CZ12 | SMUD | 78 | SFH | allele | 159.9425 | 2018$
CZ12 | SMUD | 78 | SFH | wh | -15.7638 | 2018$
CZ12 | SMUD | 78 | SFH | hvac | 494.3836 | 2018$
CZ12 | SMUD | 78 | SFH | cooking | -76.9839 | 2018$
CZ12 | SMUD | 78 | SFH | dryer | -124.781 | 2018$
CZ12 | SMUD | 90 | SFH | allele | 436.305 | 2018$
CZ12 | SMUD | 90 | SFH | wh | -24.193 | 2018$
CZ12 | SMUD | 90 | SFH | hvac | 460.498 | 2018$
CZ12 | SMUD | 90 | SFH | cooking | -78.5593 | 2018$
CZ12 | SMUD | 90 | SFH | dryer | -130.4892 | 2018$
CZ12 | SMUD | NC | SFH | allele | 593.82 | 2018$
CZ12 | SMUD | NC | SFH | wh | 119.0618 | 2018$
CZ12 | SMUD | NC | SFH | hvac | 475.2851 | 2018$
CZ12 | SMUD | NC | SFH | cooking | -7.3721 | 2018$
CZ12 | SMUD | NC | SFH | dryer | -93.4757 | 2018$
CZ06 | SCE | 78 | SFH | allele | -15.6655 | 2018$
CZ06 | SCE | 78 | SFH | wh | -119.6762 | 2018$
CZ06 | SCE | 78 | SFH | hvac | 422.6879 | 2018$
CZ06 | SCE | 78 | SFH | cooking | -137.2678 | 2018$
CZ06 | SCE | 78 | SFH | dryer | -214.8089 | 2018$
CZ06 | LADWP | 78 | SFH | allele | 6.9053 | 2018$
CZ06 | LADWP | 78 | SFH | wh | -87.0777 | 2018$
CZ06 | LADWP | 78 | SFH | hvac | 412.6601 | 2018$
CZ06 | LADWP | 78 | SFH | cooking | -102.085 | 2018$
CZ06 | LADWP | 78 | SFH | dryer | -165.275 | 2018$
CZ06 | SCE | 90 | SFH | allele | -42.6138 | 2018$
CZ06 | SCE | 90 | SFH | wh | -145.7801 | 2018$
CZ06 | SCE | 90 | SFH | hvac | 103.1663 | 2018$
CZ06 | SCE | 90 | SFH | cooking | -148.9239 | 2018$
CZ06 | SCE | 90 | SFH | dryer | -236.028 | 2018$
CZ06 | LADWP | 90 | SFH | allele | 23.2282 | 2018$
CZ06 | LADWP | 90 | SFH | wh | -98.8585 | 2018$
CZ06 | LADWP | 90 | SFH | hvac | 122.0866 | 2018$
CZ06 | LADWP | 90 | SFH | cooking | -106.6777 | 2018$
CZ06 | LADWP | 90 | SFH | dryer | -176.5873 | 2018$
CZ06 | SCE | NC | SFH | allele | 230.2312 | 2018$
CZ06 | SCE | NC | SFH | wh | 82.0664 | 2018$
CZ06 | SCE | NC | SFH | hvac | 265.1729 | 2018$
CZ06 | SCE | NC | SFH | cooking | -47.8252 | 2018$
CZ06 | SCE | NC | SFH | dryer | -155.0469 | 2018$
CZ06 | LADWP | NC | SFH | allele | 321.0928 | 2018$
CZ06 | LADWP | NC | SFH | wh | 104.5363 | 2018$
CZ06 | LADWP | NC | SFH | hvac | 285.7212 | 2018$
CZ06 | LADWP | NC | SFH | cooking | -24.3851 | 2018$
CZ06 | LADWP | NC | SFH | dryer | -136.7894 | 2018$
CZ09 | SCE | 78 | SFH | allele | 48.938 | 2018$
CZ09 | SCE | 78 | SFH | wh | -138.5258 | 2018$
CZ09 | SCE | 78 | SFH | hvac | 506.141 | 2018$
CZ09 | SCE | 78 | SFH | cooking | -137.8111 | 2018$
CZ09 | SCE | 78 | SFH | dryer | -215.499 | 2018$
CZ09 | LADWP | 78 | SFH | allele | 15.6766 | 2018$
CZ09 | LADWP | 78 | SFH | wh | -95.627 | 2018$
CZ09 | LADWP | 78 | SFH | hvac | 429.9808 | 2018$
CZ09 | LADWP | 78 | SFH | cooking | -103.0336 | 2018$
CZ09 | LADWP | 78 | SFH | dryer | -166.3727 | 2018$
CZ09 | SCE | 90 | SFH | allele | 125.6411 | 2018$
CZ09 | SCE | 90 | SFH | wh | -160.2544 | 2018$
CZ09 | SCE | 90 | SFH | hvac | 285.8954 | 2018$
CZ09 | SCE | 90 | SFH | cooking | -150.1502 | 2018$
CZ09 | SCE | 90 | SFH | dryer | -237.5637 | 2018$
CZ09 | LADWP | 90 | SFH | allele | 66.8343 | 2018$
CZ09 | LADWP | 90 | SFH | wh | -133.1514 | 2018$
CZ09 | LADWP | 90 | SFH | hvac | 199.9857 | 2018$
CZ09 | LADWP | 90 | SFH | cooking | -123.7443 | 2018$
CZ09 | LADWP | 90 | SFH | dryer | -199.3556 | 2018$
CZ09 | SCE | NC | SFH | allele | 264.7064 | 2018$
CZ09 | SCE | NC | SFH | wh | 82.8916 | 2018$
CZ09 | SCE | NC | SFH | hvac | 284.4967 | 2018$
CZ09 | SCE | NC | SFH | cooking | -45.1564 | 2018$
CZ09 | SCE | NC | SFH | dryer | -151.0026 | 2018$
CZ09 | LADWP | NC | SFH | allele | 338.3793 | 2018$
CZ09 | LADWP | NC | SFH | wh | 108.3938 | 2018$
CZ09 | LADWP | NC | SFH | hvac | 293.8257 | 2018$
CZ09 | LADWP | NC | SFH | cooking | -25.162 | 2018$
CZ09 | LADWP | NC | SFH | dryer | -137.7072 | 2018$
CZ10 | SCE | 78 | SFH | allele | -66.4172 | 2018$
CZ10 | SCE | 78 | SFH | wh | -89.0959 | 2018$
CZ10 | SCE | 78 | SFH | hvac | 341.356 | 2018$
CZ10 | SCE | 78 | SFH | cooking | -133.506 | 2018$
CZ10 | SCE | 78 | SFH | dryer | -211.2731 | 2018$
CZ10 | SCE | 90 | SFH | allele | 247.1737 | 2018$
CZ10 | SCE | 90 | SFH | wh | -98.1936 | 2018$
CZ10 | SCE | 90 | SFH | hvac | 345.3673 | 2018$
CZ10 | SCE | 90 | SFH | cooking | -146.5164 | 2018$
CZ10 | SCE | 90 | SFH | dryer | -234.2135 | 2018$
CZ10 | SCE | NC | SFH | allele | 229.8721 | 2018$
CZ10 | SCE | NC | SFH | wh | 67.5213 | 2018$
CZ10 | SCE | NC | SFH | hvac | 279.3715 | 2018$
CZ10 | SCE | NC | SFH | cooking | -53.0151 | 2018$
CZ10 | SCE | NC | SFH | dryer | -153.8076 | 2018$

## lifecycle_sav_rate_sens
Climate Zone | Utility | Vintage | Home Type | Equipment | Annual Lifecycle Cost Savings | Units | Go Back to Directory
CZ03 | PG&E | 78 | LRMF | allele | -284.4696 | 2018$
CZ03 | PG&E | 78 | LRMF | wh | -163.3097 | 2018$
CZ03 | PG&E | 78 | LRMF | hvac | 84.3031 | 2018$
CZ03 | PG&E | 78 | LRMF | cooking | -143.1558 | 2018$
CZ03 | PG&E | 78 | LRMF | dryer | -242.9247 | 2018$
CZ03 | PG&E | 90 | LRMF | allele | -285.7181 | 2018$
CZ03 | PG&E | 90 | LRMF | wh | -186.2783 | 2018$
CZ03 | PG&E | 90 | LRMF | hvac | -99.4399 | 2018$
CZ03 | PG&E | 90 | LRMF | cooking | -169.619 | 2018$
CZ03 | PG&E | 90 | LRMF | dryer | -313.2154 | 2018$
CZ03 | PG&E | NC | LRMF | allele | -312.742 | 2018$
CZ03 | PG&E | NC | LRMF | wh | 130.5546 | 2018$
CZ03 | PG&E | NC | LRMF | hvac | -238.0036 | 2018$
CZ03 | PG&E | NC | LRMF | cooking | 55.9118 | 2018$
CZ03 | PG&E | NC | LRMF | dryer | -74.1951 | 2018$
CZ04 | PG&E | 78 | LRMF | allele | -248.5752 | 2018$
CZ04 | PG&E | 78 | LRMF | wh | -156.819 | 2018$
CZ04 | PG&E | 78 | LRMF | hvac | 113.7068 | 2018$
CZ04 | PG&E | 78 | LRMF | cooking | -143.0723 | 2018$
CZ04 | PG&E | 78 | LRMF | dryer | -242.7856 | 2018$
CZ04 | PG&E | 90 | LRMF | allele | -184.0548 | 2018$
CZ04 | PG&E | 90 | LRMF | wh | -191.289 | 2018$
CZ04 | PG&E | 90 | LRMF | hvac | 7.2342 | 2018$
CZ04 | PG&E | 90 | LRMF | cooking | -169.7914 | 2018$
CZ04 | PG&E | 90 | LRMF | dryer | -313.3805 | 2018$
CZ04 | PG&E | NC | LRMF | allele | 92.753 | 2018$
CZ04 | PG&E | NC | LRMF | wh | 57.4754 | 2018$
CZ04 | PG&E | NC | LRMF | hvac | 219.695 | 2018$
CZ04 | PG&E | NC | LRMF | cooking | -9.1432 | 2018$
CZ04 | PG&E | NC | LRMF | dryer | -139.5338 | 2018$
CZ12 | SMUD | 78 | LRMF | allele | 65.1453 | 2018$
CZ12 | SMUD | 78 | LRMF | wh | -29.8983 | 2018$
CZ12 | SMUD | 78 | LRMF | hvac | 300.5066 | 2018$
CZ12 | SMUD | 78 | LRMF | cooking | -67.3372 | 2018$
CZ12 | SMUD | 78 | LRMF | dryer | -80.1768 | 2018$
CZ12 | SMUD | 90 | LRMF | allele | 90.7017 | 2018$
CZ12 | SMUD | 90 | LRMF | wh | -26.1583 | 2018$
CZ12 | SMUD | 90 | LRMF | hvac | 116.8599 | 2018$
CZ12 | SMUD | 90 | LRMF | cooking | -70.4146 | 2018$
CZ12 | SMUD | 90 | LRMF | dryer | -98.0632 | 2018$
CZ12 | SMUD | NC | LRMF | allele | 348.748 | 2018$
CZ12 | SMUD | NC | LRMF | wh | 88.988 | 2018$
CZ12 | SMUD | NC | LRMF | hvac | 193.5271 | 2018$
CZ12 | SMUD | NC | LRMF | cooking | 5.2277 | 2018$
CZ12 | SMUD | NC | LRMF | dryer | -37.4648 | 2018$
CZ06 | SCE | 78 | LRMF | allele | -187.5671 | 2018$
CZ06 | SCE | 78 | LRMF | wh | -143.8948 | 2018$
CZ06 | SCE | 78 | LRMF | hvac | 161.7907 | 2018$
CZ06 | SCE | 78 | LRMF | cooking | -127.1606 | 2018$
CZ06 | SCE | 78 | LRMF | dryer | -194.1504 | 2018$
CZ06 | LADWP | 78 | LRMF | allele | -142.8131 | 2018$
CZ06 | LADWP | 78 | LRMF | wh | -98.1541 | 2018$
CZ06 | LADWP | 78 | LRMF | hvac | 160.8039 | 2018$
CZ06 | LADWP | 78 | LRMF | cooking | -102.9046 | 2018$
CZ06 | LADWP | 78 | LRMF | dryer | -155.6265 | 2018$
CZ06 | SCE | 90 | LRMF | allele | -145.1743 | 2018$
CZ06 | SCE | 90 | LRMF | wh | -157.2786 | 2018$
CZ06 | SCE | 90 | LRMF | hvac | 12.1043 | 2018$
CZ06 | SCE | 90 | LRMF | cooking | -155.843 | 2018$
CZ06 | SCE | 90 | LRMF | dryer | -277.098 | 2018$
CZ06 | LADWP | 90 | LRMF | allele | -120.069 | 2018$
CZ06 | LADWP | 90 | LRMF | wh | -130.4599 | 2018$
CZ06 | LADWP | 90 | LRMF | hvac | 10.3908 | 2018$
CZ06 | LADWP | 90 | LRMF | cooking | -128.8135 | 2018$
CZ06 | LADWP | 90 | LRMF | dryer | -243.2019 | 2018$
CZ06 | SCE | NC | LRMF | allele | 254.3538 | 2018$
CZ06 | SCE | NC | LRMF | wh | 101.0083 | 2018$
CZ06 | SCE | NC | LRMF | hvac | 146.2555 | 2018$
CZ06 | SCE | NC | LRMF | cooking | 7.1985 | 2018$
CZ06 | SCE | NC | LRMF | dryer | -48.3779 | 2018$
CZ06 | LADWP | NC | LRMF | allele | 234.5362 | 2018$
CZ06 | LADWP | NC | LRMF | wh | 109.5603 | 2018$
CZ06 | LADWP | NC | LRMF | hvac | 148.5571 | 2018$
CZ06 | LADWP | NC | LRMF | cooking | 23.0158 | 2018$
CZ06 | LADWP | NC | LRMF | dryer | -64.6036 | 2018$
CZ09 | SCE | 78 | LRMF | allele | -130.9878 | 2018$
CZ09 | SCE | 78 | LRMF | wh | -161.4896 | 2018$
CZ09 | SCE | 78 | LRMF | hvac | 235.9647 | 2018$
CZ09 | SCE | 78 | LRMF | cooking | -129.8247 | 2018$
CZ09 | SCE | 78 | LRMF | dryer | -199.7426 | 2018$
CZ09 | LADWP | 78 | LRMF | allele | -78.7785 | 2018$
CZ09 | LADWP | 78 | LRMF | wh | -109.7975 | 2018$
CZ09 | LADWP | 78 | LRMF | hvac | 236.4819 | 2018$
CZ09 | LADWP | 78 | LRMF | cooking | -103.0142 | 2018$
CZ09 | LADWP | 78 | LRMF | dryer | -169.1811 | 2018$
CZ09 | SCE | 90 | LRMF | allele | -134.2551 | 2018$
CZ09 | SCE | 90 | LRMF | wh | -173.5853 | 2018$
CZ09 | SCE | 90 | LRMF | hvac | 39.3302 | 2018$
CZ09 | SCE | 90 | LRMF | cooking | -152.0095 | 2018$
CZ09 | SCE | 90 | LRMF | dryer | -270.8621 | 2018$
CZ09 | LADWP | 90 | LRMF | allele | -69.3162 | 2018$
CZ09 | LADWP | 90 | LRMF | wh | -114.3694 | 2018$
CZ09 | LADWP | 90 | LRMF | hvac | 45.0532 | 2018$
CZ09 | LADWP | 90 | LRMF | cooking | -122.8837 | 2018$
CZ09 | LADWP | 90 | LRMF | dryer | -210.4682 | 2018$
CZ09 | SCE | NC | LRMF | allele | 265.8444 | 2018$
CZ09 | SCE | NC | LRMF | wh | 85.8294 | 2018$
CZ09 | SCE | NC | LRMF | hvac | 183.8496 | 2018$
CZ09 | SCE | NC | LRMF | cooking | -5.7545 | 2018$
CZ09 | SCE | NC | LRMF | dryer | -74.3017 | 2018$
CZ09 | LADWP | NC | LRMF | allele | 242.5576 | 2018$
CZ09 | LADWP | NC | LRMF | wh | 71.5517 | 2018$
CZ09 | LADWP | NC | LRMF | hvac | 181.0696 | 2018$
CZ09 | LADWP | NC | LRMF | cooking | -14.3497 | 2018$
CZ09 | LADWP | NC | LRMF | dryer | -102.2337 | 2018$
CZ10 | SCE | 78 | LRMF | allele | -74.1831 | 2018$
CZ10 | SCE | 78 | LRMF | wh | -125.474 | 2018$
CZ10 | SCE | 78 | LRMF | hvac | 256.7538 | 2018$
CZ10 | SCE | 78 | LRMF | cooking | -126.1164 | 2018$
CZ10 | SCE | 78 | LRMF | dryer | -196.2303 | 2018$
CZ10 | SCE | 90 | LRMF | allele | -61.2416 | 2018$
CZ10 | SCE | 90 | LRMF | wh | -138.9464 | 2018$
CZ10 | SCE | 90 | LRMF | hvac | 77.7049 | 2018$
CZ10 | SCE | 90 | LRMF | cooking | -146.5452 | 2018$
CZ10 | SCE | 90 | LRMF | dryer | -261.4478 | 2018$
CZ10 | SCE | NC | LRMF | allele | 215.8429 | 2018$
CZ10 | SCE | NC | LRMF | wh | 65.9273 | 2018$
CZ10 | SCE | NC | LRMF | hvac | 183.1992 | 2018$
CZ10 | SCE | NC | LRMF | cooking | -15.7658 | 2018$
CZ10 | SCE | NC | LRMF | dryer | -84.1018 | 2018$
CZ03 | PG&E | 78 | SFH | allele | 5.4959 | 2018$
CZ03 | PG&E | 78 | SFH | wh | -168.6343 | 2018$
CZ03 | PG&E | 78 | SFH | hvac | 492.8074 | 2018$
CZ03 | PG&E | 78 | SFH | cooking | -155.1372 | 2018$
CZ03 | PG&E | 78 | SFH | dryer | -256.3763 | 2018$
CZ03 | PG&E | 90 | SFH | allele | -120.6536 | 2018$
CZ03 | PG&E | 90 | SFH | wh | -215.8065 | 2018$
CZ03 | PG&E | 90 | SFH | hvac | 95.1529 | 2018$
CZ03 | PG&E | 90 | SFH | cooking | -171.979 | 2018$
CZ03 | PG&E | 90 | SFH | dryer | -288.0362 | 2018$
CZ03 | PG&E | NC | SFH | allele | -549.6933 | 2018$
CZ03 | PG&E | NC | SFH | wh | -30.0596 | 2018$
CZ03 | PG&E | NC | SFH | hvac | -224.0424 | 2018$
CZ03 | PG&E | NC | SFH | cooking | -88.0397 | 2018$
CZ03 | PG&E | NC | SFH | dryer | -250.9255 | 2018$
CZ04 | PG&E | 78 | SFH | allele | 42.3903 | 2018$
CZ04 | PG&E | 78 | SFH | wh | -165.3596 | 2018$
CZ04 | PG&E | 78 | SFH | hvac | 526.4271 | 2018$
CZ04 | PG&E | 78 | SFH | cooking | -156.9213 | 2018$
CZ04 | PG&E | 78 | SFH | dryer | -258.5495 | 2018$
CZ04 | PG&E | 90 | SFH | allele | 20.4803 | 2018$
CZ04 | PG&E | 90 | SFH | wh | -215.8728 | 2018$
CZ04 | PG&E | 90 | SFH | hvac | 236.3531 | 2018$
CZ04 | PG&E | 90 | SFH | cooking | -172.9917 | 2018$
CZ04 | PG&E | 90 | SFH | dryer | -289.4232 | 2018$
CZ04 | PG&E | NC | SFH | allele | -58.1702 | 2018$
CZ04 | PG&E | NC | SFH | wh | -19.0688 | 2018$
CZ04 | PG&E | NC | SFH | hvac | 255.9152 | 2018$
CZ04 | PG&E | NC | SFH | cooking | -89.4045 | 2018$
CZ04 | PG&E | NC | SFH | dryer | -252.276 | 2018$
CZ12 | SMUD | 78 | SFH | allele | 157.5793 | 2018$
CZ12 | SMUD | 78 | SFH | wh | -17.1867 | 2018$
CZ12 | SMUD | 78 | SFH | hvac | 493.4432 | 2018$
CZ12 | SMUD | 78 | SFH | cooking | -77.8694 | 2018$
CZ12 | SMUD | 78 | SFH | dryer | -126.3537 | 2018$
CZ12 | SMUD | 90 | SFH | allele | 433.6873 | 2018$
CZ12 | SMUD | 90 | SFH | wh | -26.1242 | 2018$
CZ12 | SMUD | 90 | SFH | hvac | 459.8115 | 2018$
CZ12 | SMUD | 90 | SFH | cooking | -79.6226 | 2018$
CZ12 | SMUD | 90 | SFH | dryer | -132.3766 | 2018$
CZ12 | SMUD | NC | SFH | allele | 581.265 | 2018$
CZ12 | SMUD | NC | SFH | wh | 116.7188 | 2018$
CZ12 | SMUD | NC | SFH | hvac | 472.9471 | 2018$
CZ12 | SMUD | NC | SFH | cooking | -8.6131 | 2018$
CZ12 | SMUD | NC | SFH | dryer | -95.6776 | 2018$
CZ06 | SCE | 78 | SFH | allele | -45.6172 | 2018$
CZ06 | SCE | 78 | SFH | wh | -150.159 | 2018$
CZ06 | SCE | 78 | SFH | hvac | 423.219 | 2018$
CZ06 | SCE | 78 | SFH | cooking | -162.1472 | 2018$
CZ06 | SCE | 78 | SFH | dryer | -255.3389 | 2018$
CZ06 | LADWP | 78 | SFH | allele | -17.1811 | 2018$
CZ06 | LADWP | 78 | SFH | wh | -108.9828 | 2018$
CZ06 | LADWP | 78 | SFH | hvac | 410.4789 | 2018$
CZ06 | LADWP | 78 | SFH | cooking | -117.7849 | 2018$
CZ06 | LADWP | 78 | SFH | dryer | -192.771 | 2018$
CZ06 | SCE | 90 | SFH | allele | -105.0466 | 2018$
CZ06 | SCE | 90 | SFH | wh | -187.4362 | 2018$
CZ06 | SCE | 90 | SFH | hvac | 82.3896 | 2018$
CZ06 | SCE | 90 | SFH | cooking | -178.7982 | 2018$
CZ06 | SCE | 90 | SFH | dryer | -284.6638 | 2018$
CZ06 | LADWP | 90 | SFH | allele | -21.7404 | 2018$
CZ06 | LADWP | 90 | SFH | wh | -128.168 | 2018$
CZ06 | LADWP | 90 | SFH | hvac | 106.4276 | 2018$
CZ06 | LADWP | 90 | SFH | cooking | -125.5295 | 2018$
CZ06 | LADWP | 90 | SFH | dryer | -209.5824 | 2018$
CZ06 | SCE | NC | SFH | allele | 65.4634 | 2018$
CZ06 | SCE | NC | SFH | wh | 40.7078 | 2018$
CZ06 | SCE | NC | SFH | hvac | 234.7504 | 2018$
CZ06 | SCE | NC | SFH | cooking | -75.9447 | 2018$
CZ06 | SCE | NC | SFH | dryer | -198.3454 | 2018$
CZ06 | LADWP | NC | SFH | allele | 181.583 | 2018$
CZ06 | LADWP | NC | SFH | wh | 69.0902 | 2018$
CZ06 | LADWP | NC | SFH | hvac | 260.8566 | 2018$
CZ06 | LADWP | NC | SFH | cooking | -46.3889 | 2018$
CZ06 | LADWP | NC | SFH | dryer | -175.2838 | 2018$
CZ09 | SCE | 78 | SFH | allele | 55.8551 | 2018$
CZ09 | SCE | 78 | SFH | wh | -172.2543 | 2018$
CZ09 | SCE | 78 | SFH | hvac | 546.7866 | 2018$
CZ09 | SCE | 78 | SFH | cooking | -162.5847 | 2018$
CZ09 | SCE | 78 | SFH | dryer | -255.9217 | 2018$
CZ09 | LADWP | 78 | SFH | allele | 13.2816 | 2018$
CZ09 | LADWP | 78 | SFH | wh | -118.0676 | 2018$
CZ09 | LADWP | 78 | SFH | hvac | 450.0264 | 2018$
CZ09 | LADWP | 78 | SFH | cooking | -118.7335 | 2018$
CZ09 | LADWP | 78 | SFH | dryer | -193.8686 | 2018$
CZ09 | SCE | 90 | SFH | allele | 118.3662 | 2018$
CZ09 | SCE | 90 | SFH | wh | -202.9488 | 2018$
CZ09 | SCE | 90 | SFH | hvac | 321.315 | 2018$
CZ09 | SCE | 90 | SFH | cooking | -180.0245 | 2018$
CZ09 | SCE | 90 | SFH | dryer | -286.1996 | 2018$
CZ09 | LADWP | 90 | SFH | allele | 43.454 | 2018$
CZ09 | LADWP | 90 | SFH | wh | -168.7142 | 2018$
CZ09 | LADWP | 90 | SFH | hvac | 212.1682 | 2018$
CZ09 | LADWP | 90 | SFH | cooking | -146.729 | 2018$
CZ09 | LADWP | 90 | SFH | dryer | -237.9377 | 2018$
CZ09 | SCE | NC | SFH | allele | 126.945 | 2018$
CZ09 | SCE | NC | SFH | wh | 41.8726 | 2018$
CZ09 | SCE | NC | SFH | hvac | 275.0217 | 2018$
CZ09 | SCE | NC | SFH | cooking | -72.3769 | 2018$
CZ09 | SCE | NC | SFH | dryer | -192.9955 | 2018$
CZ09 | LADWP | NC | SFH | allele | 221.0977 | 2018$
CZ09 | LADWP | NC | SFH | wh | 74.0852 | 2018$
CZ09 | LADWP | NC | SFH | hvac | 286.874 | 2018$
CZ09 | LADWP | NC | SFH | cooking | -47.1657 | 2018$
CZ09 | LADWP | NC | SFH | dryer | -176.2015 | 2018$
CZ10 | SCE | 78 | SFH | allele | -62.6512 | 2018$
CZ10 | SCE | 78 | SFH | wh | -114.4348 | 2018$
CZ10 | SCE | 78 | SFH | hvac | 370.4609 | 2018$
CZ10 | SCE | 78 | SFH | cooking | -158.3193 | 2018$
CZ10 | SCE | 78 | SFH | dryer | -251.736 | 2018$
CZ10 | SCE | 90 | SFH | allele | 256.7674 | 2018$
CZ10 | SCE | 90 | SFH | wh | -128.1768 | 2018$
CZ10 | SCE | 90 | SFH | hvac | 384.9442 | 2018$
CZ10 | SCE | 90 | SFH | cooking | -176.3907 | 2018$
CZ10 | SCE | 90 | SFH | dryer | -282.8494 | 2018$
CZ10 | SCE | NC | SFH | allele | 97.5602 | 2018$
CZ10 | SCE | NC | SFH | wh | 30.1532 | 2018$
CZ10 | SCE | NC | SFH | hvac | 272.781 | 2018$
CZ10 | SCE | NC | SFH | cooking | -80.3765 | 2018$
CZ10 | SCE | NC | SFH | dryer | -195.6328 | 2018$

## lifecycle_sav_hpbc
Climate Zone | Utility | Vintage | Home Type | Equipment | Annual Lifecycle Cost Savings | Units | Go Back to Directory
CZ04 | PG&E | NC | LRMF | allele | 104.952 | 2018$
CZ04 | PG&E | NC | LRMF | wh | 71.26 | 2018$
CZ04 | PG&E | NC | LRMF | hvac | 95.2842 | 2018$
CZ04 | PG&E | NC | LRMF | cooking | 6.5346 | 2018$
CZ04 | PG&E | NC | LRMF | dryer | -95.8916 | 2018$
CZ12 | SMUD | NC | LRMF | allele | 215.222 | 2018$
CZ12 | SMUD | NC | LRMF | wh | 64.3147 | 2018$
CZ12 | SMUD | NC | LRMF | hvac | 76.2442 | 2018$
CZ12 | SMUD | NC | LRMF | cooking | 6.0808 | 2018$
CZ12 | SMUD | NC | LRMF | dryer | -35.4869 | 2018$
CZ06 | SCE | NC | LRMF | allele | 185.6344 | 2018$
CZ06 | SCE | NC | LRMF | wh | 91.1264 | 2018$
CZ06 | SCE | NC | LRMF | hvac | 25.809 | 2018$
CZ06 | SCE | NC | LRMF | cooking | 17.8694 | 2018$
CZ06 | SCE | NC | LRMF | dryer | -25.0156 | 2018$
CZ06 | LADWP | NC | LRMF | allele | 166.8011 | 2018$
CZ06 | LADWP | NC | LRMF | wh | 101.2294 | 2018$
CZ06 | LADWP | NC | LRMF | hvac | 14.934 | 2018$
CZ06 | LADWP | NC | LRMF | cooking | 30.4137 | 2018$
CZ06 | LADWP | NC | LRMF | dryer | -37.8612 | 2018$
CZ09 | SCE | NC | LRMF | allele | 204.6859 | 2018$
CZ09 | SCE | NC | LRMF | wh | 80.3015 | 2018$
CZ09 | SCE | NC | LRMF | hvac | 55.4178 | 2018$
CZ09 | SCE | NC | LRMF | cooking | 7.5938 | 2018$
CZ09 | SCE | NC | LRMF | dryer | -45.5419 | 2018$
CZ09 | LADWP | NC | LRMF | allele | 179.0031 | 2018$
CZ09 | LADWP | NC | LRMF | wh | 69.8816 | 2018$
CZ09 | LADWP | NC | LRMF | hvac | 34.6072 | 2018$
CZ09 | LADWP | NC | LRMF | cooking | 0.77711 | 2018$
CZ09 | LADWP | NC | LRMF | dryer | -67.6552 | 2018$
CZ04 | PG&E | NC | SFH | allele | 86.9356 | 2018$
CZ04 | PG&E | NC | SFH | wh | -1.6981 | 2018$
CZ04 | PG&E | NC | SFH | hvac | 259.3292 | 2018$
CZ04 | PG&E | NC | SFH | cooking | -56.1617 | 2018$
CZ04 | PG&E | NC | SFH | dryer | -195.5477 | 2018$
CZ12 | SMUD | NC | SFH | allele | 474.5708 | 2018$
CZ12 | SMUD | NC | SFH | wh | 64.4585 | 2018$
CZ12 | SMUD | NC | SFH | hvac | 405.1433 | 2018$
CZ12 | SMUD | NC | SFH | cooking | -7.3721 | 2018$
CZ12 | SMUD | NC | SFH | dryer | -93.4757 | 2018$
CZ06 | SCE | NC | SFH | allele | 122.447 | 2018$
CZ06 | SCE | NC | SFH | wh | 34.0896 | 2018$
CZ06 | SCE | NC | SFH | hvac | 182.2848 | 2018$
CZ06 | SCE | NC | SFH | cooking | -47.8252 | 2018$
CZ06 | SCE | NC | SFH | dryer | -155.0469 | 2018$
CZ06 | LADWP | NC | SFH | allele | 179.4409 | 2018$
CZ06 | LADWP | NC | SFH | wh | 54.776 | 2018$
CZ06 | LADWP | NC | SFH | hvac | 190.0863 | 2018$
CZ06 | LADWP | NC | SFH | cooking | -24.3851 | 2018$
CZ06 | LADWP | NC | SFH | dryer | -136.7894 | 2018$
CZ09 | SCE | NC | SFH | allele | 205.5007 | 2018$
CZ09 | SCE | NC | SFH | wh | 35.1507 | 2018$
CZ09 | SCE | NC | SFH | hvac | 250.5655 | 2018$
CZ09 | SCE | NC | SFH | cooking | -45.1564 | 2018$
CZ09 | SCE | NC | SFH | dryer | -151.0026 | 2018$
CZ09 | LADWP | NC | SFH | allele | 233.5824 | 2018$
CZ09 | LADWP | NC | SFH | wh | 58.9309 | 2018$
CZ09 | LADWP | NC | SFH | hvac | 226.7283 | 2018$
CZ09 | LADWP | NC | SFH | cooking | -25.162 | 2018$
CZ09 | LADWP | NC | SFH | dryer | -137.7072 | 2018$

## lifecycle_sav_flexwh
Climate Zone | Utility | Vintage | Home Type | Equipment | Annual Lifecycle Cost Savings | Units | Go Back to Directory
CZ03 | PG&E | 78 | LRMF | wh | -127.8888 | 2018$
CZ03 | PG&E | 90 | LRMF | wh | -139.211 | 2018$
CZ03 | PG&E | NC | LRMF | wh | 147.2464 | 2018$
CZ04 | PG&E | 78 | LRMF | wh | -121.8469 | 2018$
CZ04 | PG&E | 90 | LRMF | wh | -143.3581 | 2018$
CZ04 | PG&E | NC | LRMF | wh | 88.887 | 2018$
CZ12 | SMUD | 78 | LRMF | wh | -27.9045 | 2018$
CZ12 | SMUD | 90 | LRMF | wh | -23.2198 | 2018$
CZ12 | SMUD | NC | LRMF | wh | 91.0843 | 2018$
CZ06 | SCE | 78 | LRMF | wh | -107.594 | 2018$
CZ06 | LADWP | 78 | LRMF | wh | -78.1992 | 2018$
CZ06 | SCE | 90 | LRMF | wh | -109.9444 | 2018$
CZ06 | LADWP | 90 | LRMF | wh | -99.397 | 2018$
CZ06 | SCE | NC | LRMF | wh | 122.3878 | 2018$
CZ06 | LADWP | NC | LRMF | wh | 122.0286 | 2018$
CZ09 | SCE | 78 | LRMF | wh | -122.3641 | 2018$
CZ09 | LADWP | 78 | LRMF | wh | -88.1434 | 2018$
CZ09 | SCE | 90 | LRMF | wh | -124.7955 | 2018$
CZ09 | LADWP | 90 | LRMF | wh | -88.5328 | 2018$
CZ09 | SCE | NC | LRMF | wh | 109.9557 | 2018$
CZ09 | LADWP | NC | LRMF | wh | 91.0162 | 2018$
CZ10 | SCE | 78 | LRMF | wh | -91.4024 | 2018$
CZ10 | SCE | 90 | LRMF | wh | -94.7064 | 2018$
CZ10 | SCE | NC | LRMF | wh | 90.6473 | 2018$
CZ03 | PG&E | 78 | SFH | wh | -127.8238 | 2018$
CZ03 | PG&E | 90 | SFH | wh | -159.0594 | 2018$
CZ03 | PG&E | NC | SFH | wh | 44.0982 | 2018$
CZ04 | PG&E | 78 | SFH | wh | -125.6357 | 2018$
CZ04 | PG&E | 90 | SFH | wh | -160.4092 | 2018$
CZ04 | PG&E | NC | SFH | wh | 50.9713 | 2018$
CZ12 | SMUD | 78 | SFH | wh | -14.049 | 2018$
CZ12 | SMUD | 90 | SFH | wh | -21.8489 | 2018$
CZ12 | SMUD | NC | SFH | wh | 121.8494 | 2018$
CZ06 | SCE | 78 | SFH | wh | -105.7368 | 2018$
CZ06 | LADWP | 78 | SFH | wh | -87.0777 | 2018$
CZ06 | SCE | 90 | SFH | wh | -128.5667 | 2018$
CZ06 | LADWP | 90 | SFH | wh | -98.8585 | 2018$
CZ06 | SCE | NC | SFH | wh | 112.9958 | 2018$
CZ06 | LADWP | NC | SFH | wh | 104.5363 | 2018$
CZ09 | SCE | 78 | SFH | wh | -124.2283 | 2018$
CZ09 | LADWP | 78 | SFH | wh | -95.627 | 2018$
CZ09 | SCE | 90 | SFH | wh | -143.8239 | 2018$
CZ09 | LADWP | 90 | SFH | wh | -133.1514 | 2018$
CZ09 | SCE | NC | SFH | wh | 112.333 | 2018$
CZ09 | LADWP | NC | SFH | wh | 108.3938 | 2018$
CZ10 | SCE | 78 | SFH | wh | -75.1456 | 2018$
CZ10 | SCE | 90 | SFH | wh | -81.7353 | 2018$
CZ10 | SCE | NC | SFH | wh | 94.6932 | 2018$

## GHG Impacts >>
The "ghg_impacts" sheet shows annual marginal greenhouse gas emissions from one household
Cateogory Name | Category | Description
Climate Zone | CZ03 | San Francisco and Oakland
| CZ04 | San Jose
| CZ12 | Sacramento
| CZ06 | Coastal LA
| CZ09 | Downtown LA
| CZ10 | Riverside and San Bernadino
Home Type | SF | Single Family
| LRMF | Low-rise Multifamily
Vintage | 78 | pre-1978
| 90 | 1990s
| NC | New Construction
Year (column) | 2020, 2030, 2050
Fuel Type (column) | Mixed fuel | A mixed fuel has four gas end-uses including gas furnace, water heater, cookstove and clothes dryer
| All electric | An all-electric home electrifies all end-uses, including HVAC heat pump, heat pump water heater, electric cookstove and electric clothes dryer
Emissions | Elec | Indirect emissions from using electricity
Category* (column) | Refrig_leakage | Emissions due to leakage of refrigerants used in heat pumps
| NG | Direct emissions from combusting natural gas
| NG_leakage | Fugitive methane emissions due to use of natural gas
Units: Metric Ton of CO2 equivalent
* Detailed methodology of caculating marginal greenhouse gas emissions can be found in Section 2.6 of the report.
Go Back to Directory

## ghg_impacts
Go Back to Directory
Year |  |  | 2020 | 2020 | 2020 | 2020 | 2020 | 2020 | 2020 | 2020 | 2030 | 2030 | 2030 | 2030 | 2030 | 2030 | 2030 | 2030 | 2050 | 2050 | 2050 | 2050 | 2050 | 2050 | 2050 | 2050
Fuel Type |  |  | Mixed fuel | Mixed fuel | Mixed fuel | Mixed fuel | All-electric | All-electric | All-electric | All-electric | Mixed fuel | Mixed fuel | Mixed fuel | Mixed fuel | All-electric | All-electric | All-electric | All-electric | Mixed fuel | Mixed fuel | Mixed fuel | Mixed fuel | All-electric | All-electric | All-electric | All-electric
Emissions Category |  |  | Elec | Refrig_leakage | NG | NG_leakage | Elec | Refrig_leakage | NG | NG_leakage | Elec | Refrig_leakage | NG | NG_leakage | Elec | Refrig_leakage | NG | NG_leakage | Elec | Refrig_leakage | NG | NG_leakage | Elec | Refrig_leakage | NG | NG_leakage
Units |  |  | Metric Ton of CO2 equivalent | Metric Ton of CO2 equivalent | Metric Ton of CO2 equivalent | Metric Ton of CO2 equivalent | Metric Ton of CO2 equivalent | Metric Ton of CO2 equivalent | Metric Ton of CO2 equivalent | Metric Ton of CO2 equivalent | Metric Ton of CO2 equivalent | Metric Ton of CO2 equivalent | Metric Ton of CO2 equivalent | Metric Ton of CO2 equivalent | Metric Ton of CO2 equivalent | Metric Ton of CO2 equivalent | Metric Ton of CO2 equivalent | Metric Ton of CO2 equivalent | Metric Ton of CO2 equivalent | Metric Ton of CO2 equivalent | Metric Ton of CO2 equivalent | Metric Ton of CO2 equivalent | Metric Ton of CO2 equivalent | Metric Ton of CO2 equivalent | Metric Ton of CO2 equivalent | Metric Ton of CO2 equivalent
Climate Zone | Home Type | Vintage
CZ03 | LRMF | 78 | 0.48705 | 0.25039 | 1.5105 | 0.42058 | 0.87357 | 0.56328 | 0 | 0 | 0.34192 | 0.080946 | 1.5105 | 0.25235 | 0.59074 | 0.16618 | 0 | 0 | 0.069369 | 0.080946 | 1.5105 | 0.25235 | 0.11883 | 0.16618 | 0 | 0
CZ03 | LRMF | 90 | 0.59167 | 0.25039 | 1.6206 | 0.45125 | 1.0072 | 0.56328 | 0 | 0 | 0.40805 | 0.080946 | 1.6206 | 0.27075 | 0.66955 | 0.16618 | 0 | 0 | 0.082749 | 0.080946 | 1.6206 | 0.27075 | 0.13893 | 0.16618 | 0 | 0
CZ03 | LRMF | NC | 0.34936 | 0 | 0.85257 | 0.23739 | 0.59613 | 0.56328 | 0 | 0 | 0.23557 | 0 | 0.85257 | 0.14243 | 0.39137 | 0.16618 | 0 | 0 | 0.018552 | 0 | 0.85257 | 0.14243 | 0.04627 | 0.16618 | 0 | 0
CZ04 | LRMF | 78 | 0.61435 | 0.50078 | 1.4558 | 0.40535 | 1.0287 | 0.72576 | 0 | 0 | 0.46872 | 0.16189 | 1.4558 | 0.24321 | 0.74172 | 0.2187 | 0 | 0 | 0.091195 | 0.16189 | 1.4558 | 0.24321 | 0.14034 | 0.2187 | 0 | 0
CZ04 | LRMF | 90 | 0.70066 | 0.50078 | 1.5487 | 0.43121 | 1.136 | 0.72576 | 0 | 0 | 0.51747 | 0.16189 | 1.5487 | 0.25873 | 0.79246 | 0.2187 | 0 | 0 | 0.10161 | 0.16189 | 1.5487 | 0.25873 | 0.15707 | 0.2187 | 0 | 0
CZ04 | LRMF | NC | 0.37567 | 0.33386 | 0.80503 | 0.22415 | 0.63311 | 0.56328 | 0 | 0 | 0.26561 | 0.10793 | 0.80503 | 0.13449 | 0.43109 | 0.16618 | 0 | 0 | 0.022005 | 0.10793 | 0.80503 | 0.13449 | 0.050327 | 0.16618 | 0 | 0
CZ12 | LRMF | 78 | 0.72616 | 0.66771 | 1.5573 | 0.43361 | 1.1149 | 0.88823 | 0 | 0 | 0.56506 | 0.21586 | 1.5573 | 0.26017 | 0.80258 | 0.27123 | 0 | 0 | 0.11323 | 0.21586 | 1.5573 | 0.26017 | 0.15909 | 0.27123 | 0 | 0
CZ12 | LRMF | 90 | 0.77261 | 0.66771 | 1.5481 | 0.43104 | 1.1984 | 0.88823 | 0 | 0 | 0.57844 | 0.21586 | 1.5481 | 0.25863 | 0.83549 | 0.27123 | 0 | 0 | 0.11432 | 0.21586 | 1.5481 | 0.25863 | 0.16888 | 0.27123 | 0 | 0
CZ12 | LRMF | NC | 0.40879 | 0.41732 | 0.83817 | 0.23338 | 0.67095 | 0.64452 | 0 | 0 | 0.29575 | 0.13491 | 0.83817 | 0.14003 | 0.45817 | 0.19244 | 0 | 0 | 0.028615 | 0.13491 | 0.83817 | 0.14003 | 0.058316 | 0.19244 | 0 | 0
CZ06 | LRMF | 78 | 0.56527 | 0.33386 | 1.1085 | 0.30865 | 0.83831 | 0.56328 | 0 | 0 | 0.42108 | 0.10793 | 1.1085 | 0.18519 | 0.59326 | 0.16618 | 0 | 0 | 0.087364 | 0.10793 | 1.1085 | 0.18519 | 0.12248 | 0.16618 | 0 | 0
CZ06 | LRMF | 90 | 0.66109 | 0.33386 | 1.214 | 0.33802 | 0.97773 | 0.56328 | 0 | 0 | 0.47929 | 0.10793 | 1.214 | 0.20281 | 0.67644 | 0.16618 | 0 | 0 | 0.098859 | 0.10793 | 1.214 | 0.20281 | 0.14274 | 0.16618 | 0 | 0
CZ06 | LRMF | NC | 0.36686 | 0.25039 | 0.67248 | 0.18725 | 0.57366 | 0.48204 | 0 | 0 | 0.26067 | 0.080946 | 0.67248 | 0.11235 | 0.38854 | 0.13992 | 0 | 0 | 0.022628 | 0.080946 | 0.67248 | 0.11235 | 0.045965 | 0.13992 | 0 | 0
CZ09 | LRMF | 78 | 0.68678 | 0.50078 | 1.0771 | 0.2999 | 0.91706 | 0.72576 | 0 | 0 | 0.52747 | 0.16189 | 1.0771 | 0.17994 | 0.66087 | 0.2187 | 0 | 0 | 0.11053 | 0.16189 | 1.0771 | 0.17994 | 0.1402 | 0.2187 | 0 | 0
CZ09 | LRMF | 90 | 0.76562 | 0.50078 | 1.1574 | 0.32226 | 1.0549 | 0.72576 | 0 | 0 | 0.57189 | 0.16189 | 1.1574 | 0.19336 | 0.74385 | 0.2187 | 0 | 0 | 0.11922 | 0.16189 | 1.1574 | 0.19336 | 0.15918 | 0.2187 | 0 | 0
CZ09 | LRMF | NC | 0.39689 | 0.33386 | 0.63716 | 0.17741 | 0.58912 | 0.56328 | 0 | 0 | 0.29068 | 0.10793 | 0.63716 | 0.10645 | 0.4066 | 0.16618 | 0 | 0 | 0.027377 | 0.10793 | 0.63716 | 0.10645 | 0.049382 | 0.16618 | 0 | 0
CZ10 | LRMF | 78 | 0.72031 | 0.66771 | 1.1389 | 0.31711 | 0.96731 | 0.88823 | 0 | 0 | 0.56353 | 0.21586 | 1.1389 | 0.19027 | 0.705 | 0.27123 | 0 | 0 | 0.11816 | 0.21586 | 1.1389 | 0.19027 | 0.14821 | 0.27123 | 0 | 0
CZ10 | LRMF | 90 | 0.7688 | 0.66771 | 1.164 | 0.32411 | 1.0653 | 0.88823 | 0 | 0 | 0.58071 | 0.21586 | 1.164 | 0.19447 | 0.75611 | 0.27123 | 0 | 0 | 0.1182 | 0.21586 | 1.164 | 0.19447 | 0.15924 | 0.27123 | 0 | 0
CZ10 | LRMF | NC | 0.40399 | 0.41732 | 0.65268 | 0.18173 | 0.60031 | 0.64452 | 0 | 0 | 0.29867 | 0.13491 | 0.65268 | 0.10904 | 0.4168 | 0.19244 | 0 | 0 | 0.029153 | 0.13491 | 0.65268 | 0.10904 | 0.051379 | 0.19244 | 0 | 0
CZ03 | SF | 78 | 0.75433 | 0.33386 | 2.5428 | 0.70801 | 1.1788 | 0.72576 | 0 | 0 | 0.52726 | 0.10793 | 2.5428 | 0.4248 | 0.79808 | 0.2187 | 0 | 0 | 0.1039 | 0.10793 | 2.5428 | 0.4248 | 0.15564 | 0.2187 | 0 | 0
CZ03 | SF | 90 | 0.88511 | 0.33386 | 2.4792 | 0.6903 | 1.4313 | 0.72576 | 0 | 0 | 0.61549 | 0.10793 | 2.4792 | 0.41418 | 0.94494 | 0.2187 | 0 | 0 | 0.12128 | 0.10793 | 2.4792 | 0.41418 | 0.1874 | 0.2187 | 0 | 0
CZ03 | SF | NC | 0.79908 | 0 | 2.0851 | 0.58058 | 1.3215 | 0.56328 | 0 | 0 | 0.54045 | 0 | 2.0851 | 0.34835 | 0.85991 | 0.16618 | 0 | 0 | 0.078551 | 0 | 2.0851 | 0.34835 | 0.14474 | 0.16618 | 0 | 0
CZ04 | SF | 78 | 0.89839 | 0.66771 | 2.3427 | 0.65231 | 1.2965 | 0.88823 | 0 | 0 | 0.67442 | 0.21586 | 2.3427 | 0.39139 | 0.91279 | 0.27123 | 0 | 0 | 0.12855 | 0.21586 | 2.3427 | 0.39139 | 0.17301 | 0.27123 | 0 | 0
CZ04 | SF | 90 | 1.0841 | 0.66771 | 2.325 | 0.64736 | 1.6198 | 0.88823 | 0 | 0 | 0.82304 | 0.21586 | 2.325 | 0.38842 | 1.1436 | 0.27123 | 0 | 0 | 0.15417 | 0.21586 | 2.325 | 0.38842 | 0.21647 | 0.27123 | 0 | 0
CZ04 | SF | NC | 0.89374 | 0.41732 | 1.9567 | 0.54482 | 1.4469 | 0.64452 | 0 | 0 | 0.64633 | 0.13491 | 1.9567 | 0.32689 | 0.96832 | 0.19244 | 0 | 0 | 0.091157 | 0.13491 | 1.9567 | 0.32689 | 0.15851 | 0.19244 | 0 | 0
CZ12 | SF | 78 | 1.1409 | 0.83464 | 2.6116 | 0.72717 | 1.6218 | 1.0507 | 0 | 0 | 0.90056 | 0.26982 | 2.6116 | 0.4363 | 1.1664 | 0.32375 | 0 | 0 | 0.17434 | 0.26982 | 2.6116 | 0.4363 | 0.22436 | 0.32375 | 0 | 0
CZ12 | SF | 90 | 1.2317 | 0.83464 | 2.3306 | 0.64894 | 1.7083 | 1.0507 | 0 | 0 | 0.95742 | 0.26982 | 2.3306 | 0.38937 | 1.2105 | 0.32375 | 0 | 0 | 0.17922 | 0.26982 | 2.3306 | 0.38937 | 0.23353 | 0.32375 | 0 | 0
CZ12 | SF | NC | 0.99779 | 0.50078 | 2.0657 | 0.57517 | 1.5375 | 0.72576 | 0 | 0 | 0.74408 | 0.16189 | 2.0657 | 0.3451 | 1.0425 | 0.2187 | 0 | 0 | 0.1102 | 0.16189 | 2.0657 | 0.3451 | 0.1769 | 0.2187 | 0 | 0
CZ06 | SF | 78 | 0.82437 | 0.50078 | 1.6995 | 0.47321 | 1.1046 | 0.72576 | 0 | 0 | 0.60524 | 0.16189 | 1.6995 | 0.28393 | 0.77264 | 0.2187 | 0 | 0 | 0.12308 | 0.16189 | 1.6995 | 0.28393 | 0.15402 | 0.2187 | 0 | 0
CZ06 | SF | 90 | 0.99592 | 0.50078 | 1.6261 | 0.45276 | 1.3519 | 0.72576 | 0 | 0 | 0.73861 | 0.16189 | 1.6261 | 0.27166 | 0.95149 | 0.2187 | 0 | 0 | 0.14716 | 0.16189 | 1.6261 | 0.27166 | 0.19102 | 0.2187 | 0 | 0
CZ06 | SF | NC | 0.87092 | 0.33386 | 1.4725 | 0.40999 | 1.2821 | 0.56328 | 0 | 0 | 0.63271 | 0.10793 | 1.4725 | 0.246 | 0.87403 | 0.16618 | 0 | 0 | 0.091764 | 0.10793 | 1.4725 | 0.246 | 0.14433 | 0.16618 | 0 | 0
CZ09 | SF | 78 | 0.96588 | 0.66771 | 1.5704 | 0.43725 | 1.1751 | 0.88823 | 0 | 0 | 0.73792 | 0.21586 | 1.5704 | 0.26235 | 0.83886 | 0.27123 | 0 | 0 | 0.15004 | 0.21586 | 1.5704 | 0.26235 | 0.17059 | 0.27123 | 0 | 0
CZ09 | SF | 90 | 1.1968 | 0.66771 | 1.4612 | 0.40686 | 1.4548 | 0.88823 | 0 | 0 | 0.92771 | 0.21586 | 1.4612 | 0.24411 | 1.0513 | 0.27123 | 0 | 0 | 0.1846 | 0.21586 | 1.4612 | 0.24411 | 0.21392 | 0.27123 | 0 | 0
CZ09 | SF | NC | 0.97327 | 0.41732 | 1.2827 | 0.35715 | 1.3138 | 0.72576 | 0 | 0 | 0.73281 | 0.13491 | 1.2827 | 0.21429 | 0.91608 | 0.2187 | 0 | 0 | 0.10893 | 0.13491 | 1.2827 | 0.21429 | 0.15422 | 0.2187 | 0 | 0
CZ10 | SF | 78 | 1.1021 | 0.83464 | 1.7681 | 0.49232 | 1.3988 | 1.0507 | 0 | 0 | 0.87844 | 0.26982 | 1.7681 | 0.29539 | 1.0286 | 0.32375 | 0 | 0 | 0.18051 | 0.26982 | 1.7681 | 0.29539 | 0.20877 | 0.32375 | 0 | 0
CZ10 | SF | 90 | 1.2154 | 0.83464 | 1.5177 | 0.42258 | 1.4979 | 1.0507 | 0 | 0 | 0.95501 | 0.26982 | 1.5177 | 0.25355 | 1.0921 | 0.32375 | 0 | 0 | 0.18579 | 0.26982 | 1.5177 | 0.25355 | 0.21809 | 0.32375 | 0 | 0
CZ10 | SF | NC | 0.99906 | 0.50078 | 1.3365 | 0.37213 | 1.3599 | 0.72576 | 0 | 0 | 0.76178 | 0.16189 | 1.3365 | 0.22328 | 0.95512 | 0.2187 | 0 | 0 | 0.11485 | 0.16189 | 1.3365 | 0.22328 | 0.16117 | 0.2187 | 0 | 0

## Electric Rates >>
The "SCE" sheet shows the electric rates used in SCE's service territories
The "SMUD" sheet shows the electric rates used in SMUD's service territories
The "PG&E" sheet shows the electric rates used in PG&E's service territories
The "LADWP_1" and "LADWP_2" sheets show the electric rates used in LADWP's service territories
Category | Description
SCE | The SCE TOU rate used in the study for CZ06, CZ09 and CZ10
SMUD | The SMUD TOU rate used in the study for CZ12
PG&E | The PG&E TOU rate used in the study for CZ03 and CZ04
LADWP_1 | The LADWP tiered rate used in the study for CZ06
LADWP_2 | The LADWP tiered rate used in the study for CZ09
Units: 2018$ per kWh
Go Back to Directory

## SCE
Rate Name | SCE Res_TOU-D-4-9 | [12 empty] | Go Back to Directory
daytype | hour | January | February | March | April | May | June | July | August | September | October | November | December
workday | 1 | 0.26883 | 0.26883 | 0.26883 | 0.26883 | 0.26883 | 0.21597 | 0.21597 | 0.21597 | 0.21597 | 0.26883 | 0.26883 | 0.26883
workday | 2 | 0.26883 | 0.26883 | 0.26883 | 0.26883 | 0.26883 | 0.21597 | 0.21597 | 0.21597 | 0.21597 | 0.26883 | 0.26883 | 0.26883
workday | 3 | 0.26883 | 0.26883 | 0.26883 | 0.26883 | 0.26883 | 0.21597 | 0.21597 | 0.21597 | 0.21597 | 0.26883 | 0.26883 | 0.26883
workday | 4 | 0.26883 | 0.26883 | 0.26883 | 0.26883 | 0.26883 | 0.21597 | 0.21597 | 0.21597 | 0.21597 | 0.26883 | 0.26883 | 0.26883
workday | 5 | 0.26883 | 0.26883 | 0.26883 | 0.26883 | 0.26883 | 0.21597 | 0.21597 | 0.21597 | 0.21597 | 0.26883 | 0.26883 | 0.26883
workday | 6 | 0.26883 | 0.26883 | 0.26883 | 0.26883 | 0.26883 | 0.21597 | 0.21597 | 0.21597 | 0.21597 | 0.26883 | 0.26883 | 0.26883
workday | 7 | 0.26883 | 0.26883 | 0.16406 | 0.16406 | 0.16406 | 0.21597 | 0.21597 | 0.21597 | 0.21597 | 0.16406 | 0.26883 | 0.26883
workday | 8 | 0.16406 | 0.16406 | 0.16406 | 0.16406 | 0.16406 | 0.21597 | 0.21597 | 0.21597 | 0.21597 | 0.16406 | 0.16406 | 0.16406
workday | 9 | 0.16406 | 0.16406 | 0.16406 | 0.16406 | 0.16406 | 0.21597 | 0.21597 | 0.21597 | 0.21597 | 0.16406 | 0.16406 | 0.16406
workday | 10 | 0.16406 | 0.16406 | 0.16406 | 0.16406 | 0.16406 | 0.21597 | 0.21597 | 0.21597 | 0.21597 | 0.16406 | 0.16406 | 0.16406
workday | 11 | 0.16406 | 0.16406 | 0.16406 | 0.16406 | 0.16406 | 0.21597 | 0.21597 | 0.21597 | 0.21597 | 0.16406 | 0.16406 | 0.16406
workday | 12 | 0.16406 | 0.16406 | 0.16406 | 0.16406 | 0.16406 | 0.21597 | 0.21597 | 0.21597 | 0.21597 | 0.16406 | 0.16406 | 0.16406
workday | 13 | 0.16406 | 0.16406 | 0.16406 | 0.16406 | 0.16406 | 0.21597 | 0.21597 | 0.21597 | 0.21597 | 0.16406 | 0.16406 | 0.16406
workday | 14 | 0.16406 | 0.16406 | 0.16406 | 0.16406 | 0.16406 | 0.21597 | 0.21597 | 0.21597 | 0.21597 | 0.16406 | 0.16406 | 0.16406
workday | 15 | 0.16406 | 0.16406 | 0.28188 | 0.28188 | 0.28188 | 0.39952 | 0.39952 | 0.39952 | 0.39952 | 0.28188 | 0.16406 | 0.16406
workday | 16 | 0.28188 | 0.28188 | 0.28188 | 0.28188 | 0.28188 | 0.39952 | 0.39952 | 0.39952 | 0.39952 | 0.28188 | 0.28188 | 0.28188
workday | 17 | 0.28188 | 0.28188 | 0.28188 | 0.28188 | 0.28188 | 0.39952 | 0.39952 | 0.39952 | 0.39952 | 0.28188 | 0.28188 | 0.28188
workday | 18 | 0.28188 | 0.28188 | 0.28188 | 0.28188 | 0.28188 | 0.39952 | 0.39952 | 0.39952 | 0.39952 | 0.28188 | 0.28188 | 0.28188
workday | 19 | 0.28188 | 0.28188 | 0.28188 | 0.28188 | 0.28188 | 0.39952 | 0.39952 | 0.39952 | 0.39952 | 0.28188 | 0.28188 | 0.28188
workday | 20 | 0.28188 | 0.28188 | 0.26883 | 0.26883 | 0.26883 | 0.21597 | 0.21597 | 0.21597 | 0.21597 | 0.26883 | 0.28188 | 0.28188
workday | 21 | 0.26883 | 0.26883 | 0.26883 | 0.26883 | 0.26883 | 0.21597 | 0.21597 | 0.21597 | 0.21597 | 0.26883 | 0.26883 | 0.26883
workday | 22 | 0.26883 | 0.26883 | 0.26883 | 0.26883 | 0.26883 | 0.21597 | 0.21597 | 0.21597 | 0.21597 | 0.26883 | 0.26883 | 0.26883
workday | 23 | 0.26883 | 0.26883 | 0.26883 | 0.26883 | 0.26883 | 0.21597 | 0.21597 | 0.21597 | 0.21597 | 0.26883 | 0.26883 | 0.26883
workday | 24 | 0.26883 | 0.26883 | 0.26883 | 0.26883 | 0.26883 | 0.21597 | 0.21597 | 0.21597 | 0.21597 | 0.26883 | 0.26883 | 0.26883
non-workday | 1 | 0.26883 | 0.26883 | 0.26883 | 0.26883 | 0.26883 | 0.21597 | 0.21597 | 0.21597 | 0.21597 | 0.26883 | 0.26883 | 0.26883
non-workday | 2 | 0.26883 | 0.26883 | 0.26883 | 0.26883 | 0.26883 | 0.21597 | 0.21597 | 0.21597 | 0.21597 | 0.26883 | 0.26883 | 0.26883
non-workday | 3 | 0.26883 | 0.26883 | 0.26883 | 0.26883 | 0.26883 | 0.21597 | 0.21597 | 0.21597 | 0.21597 | 0.26883 | 0.26883 | 0.26883
non-workday | 4 | 0.26883 | 0.26883 | 0.26883 | 0.26883 | 0.26883 | 0.21597 | 0.21597 | 0.21597 | 0.21597 | 0.26883 | 0.26883 | 0.26883
non-workday | 5 | 0.26883 | 0.26883 | 0.26883 | 0.26883 | 0.26883 | 0.21597 | 0.21597 | 0.21597 | 0.21597 | 0.26883 | 0.26883 | 0.26883
non-workday | 6 | 0.26883 | 0.26883 | 0.26883 | 0.26883 | 0.26883 | 0.21597 | 0.21597 | 0.21597 | 0.21597 | 0.26883 | 0.26883 | 0.26883
non-workday | 7 | 0.26883 | 0.26883 | 0.16406 | 0.16406 | 0.16406 | 0.21597 | 0.21597 | 0.21597 | 0.21597 | 0.16406 | 0.26883 | 0.26883
non-workday | 8 | 0.16406 | 0.16406 | 0.16406 | 0.16406 | 0.16406 | 0.21597 | 0.21597 | 0.21597 | 0.21597 | 0.16406 | 0.16406 | 0.16406
non-workday | 9 | 0.16406 | 0.16406 | 0.16406 | 0.16406 | 0.16406 | 0.21597 | 0.21597 | 0.21597 | 0.21597 | 0.16406 | 0.16406 | 0.16406
non-workday | 10 | 0.16406 | 0.16406 | 0.16406 | 0.16406 | 0.16406 | 0.21597 | 0.21597 | 0.21597 | 0.21597 | 0.16406 | 0.16406 | 0.16406
non-workday | 11 | 0.16406 | 0.16406 | 0.16406 | 0.16406 | 0.16406 | 0.21597 | 0.21597 | 0.21597 | 0.21597 | 0.16406 | 0.16406 | 0.16406
non-workday | 12 | 0.16406 | 0.16406 | 0.16406 | 0.16406 | 0.16406 | 0.21597 | 0.21597 | 0.21597 | 0.21597 | 0.16406 | 0.16406 | 0.16406
non-workday | 13 | 0.16406 | 0.16406 | 0.16406 | 0.16406 | 0.16406 | 0.21597 | 0.21597 | 0.21597 | 0.21597 | 0.16406 | 0.16406 | 0.16406
non-workday | 14 | 0.16406 | 0.16406 | 0.16406 | 0.16406 | 0.16406 | 0.21597 | 0.21597 | 0.21597 | 0.21597 | 0.16406 | 0.16406 | 0.16406
non-workday | 15 | 0.16406 | 0.16406 | 0.28188 | 0.28188 | 0.28188 | 0.25828 | 0.25828 | 0.25828 | 0.25828 | 0.28188 | 0.16406 | 0.16406
non-workday | 16 | 0.28188 | 0.28188 | 0.28188 | 0.28188 | 0.28188 | 0.25828 | 0.25828 | 0.25828 | 0.25828 | 0.28188 | 0.28188 | 0.28188
non-workday | 17 | 0.28188 | 0.28188 | 0.28188 | 0.28188 | 0.28188 | 0.25828 | 0.25828 | 0.25828 | 0.25828 | 0.28188 | 0.28188 | 0.28188
non-workday | 18 | 0.28188 | 0.28188 | 0.28188 | 0.28188 | 0.28188 | 0.25828 | 0.25828 | 0.25828 | 0.25828 | 0.28188 | 0.28188 | 0.28188
non-workday | 19 | 0.28188 | 0.28188 | 0.28188 | 0.28188 | 0.28188 | 0.25828 | 0.25828 | 0.25828 | 0.25828 | 0.28188 | 0.28188 | 0.28188
non-workday | 20 | 0.28188 | 0.28188 | 0.26883 | 0.26883 | 0.26883 | 0.21597 | 0.21597 | 0.21597 | 0.21597 | 0.26883 | 0.28188 | 0.28188
non-workday | 21 | 0.26883 | 0.26883 | 0.26883 | 0.26883 | 0.26883 | 0.21597 | 0.21597 | 0.21597 | 0.21597 | 0.26883 | 0.26883 | 0.26883
non-workday | 22 | 0.26883 | 0.26883 | 0.26883 | 0.26883 | 0.26883 | 0.21597 | 0.21597 | 0.21597 | 0.21597 | 0.26883 | 0.26883 | 0.26883
non-workday | 23 | 0.26883 | 0.26883 | 0.26883 | 0.26883 | 0.26883 | 0.21597 | 0.21597 | 0.21597 | 0.21597 | 0.26883 | 0.26883 | 0.26883
non-workday | 24 | 0.26883 | 0.26883 | 0.26883 | 0.26883 | 0.26883 | 0.21597 | 0.21597 | 0.21597 | 0.21597 | 0.26883 | 0.26883 | 0.26883

## SMUD
Rate Name | SMUD R-TOU | [12 empty] | Go Back to Directory
daytype | hour | January | February | March | April | May | June | July | August | September | October | November | December
workday | 1 | 0.0969 | 0.0969 | 0.0969 | 0.0969 | 0.0969 | 0.1166 | 0.1166 | 0.1166 | 0.1166 | 0.0969 | 0.0969 | 0.0969
workday | 2 | 0.0969 | 0.0969 | 0.0969 | 0.0969 | 0.0969 | 0.1166 | 0.1166 | 0.1166 | 0.1166 | 0.0969 | 0.0969 | 0.0969
workday | 3 | 0.0969 | 0.0969 | 0.0969 | 0.0969 | 0.0969 | 0.1166 | 0.1166 | 0.1166 | 0.1166 | 0.0969 | 0.0969 | 0.0969
workday | 4 | 0.0969 | 0.0969 | 0.0969 | 0.0969 | 0.0969 | 0.1166 | 0.1166 | 0.1166 | 0.1166 | 0.0969 | 0.0969 | 0.0969
workday | 5 | 0.0969 | 0.0969 | 0.0969 | 0.0969 | 0.0969 | 0.1166 | 0.1166 | 0.1166 | 0.1166 | 0.0969 | 0.0969 | 0.0969
workday | 6 | 0.0969 | 0.0969 | 0.0969 | 0.0969 | 0.0969 | 0.1166 | 0.1166 | 0.1166 | 0.1166 | 0.0969 | 0.0969 | 0.0969
workday | 7 | 0.0969 | 0.0969 | 0.0969 | 0.0969 | 0.0969 | 0.1166 | 0.1166 | 0.1166 | 0.1166 | 0.0969 | 0.0969 | 0.0969
workday | 8 | 0.0969 | 0.0969 | 0.0969 | 0.0969 | 0.0969 | 0.1166 | 0.1166 | 0.1166 | 0.1166 | 0.0969 | 0.0969 | 0.0969
workday | 9 | 0.0969 | 0.0969 | 0.0969 | 0.0969 | 0.0969 | 0.1166 | 0.1166 | 0.1166 | 0.1166 | 0.0969 | 0.0969 | 0.0969
workday | 10 | 0.0969 | 0.0969 | 0.0969 | 0.0969 | 0.0969 | 0.1166 | 0.1166 | 0.1166 | 0.1166 | 0.0969 | 0.0969 | 0.0969
workday | 11 | 0.0969 | 0.0969 | 0.0969 | 0.0969 | 0.0969 | 0.1611 | 0.1611 | 0.1611 | 0.1611 | 0.0969 | 0.0969 | 0.0969
workday | 12 | 0.0969 | 0.0969 | 0.0969 | 0.0969 | 0.0969 | 0.1611 | 0.1611 | 0.1611 | 0.1611 | 0.0969 | 0.0969 | 0.0969
workday | 13 | 0.0969 | 0.0969 | 0.0969 | 0.0969 | 0.0969 | 0.1611 | 0.1611 | 0.1611 | 0.1611 | 0.0969 | 0.0969 | 0.0969
workday | 14 | 0.0969 | 0.0969 | 0.0969 | 0.0969 | 0.0969 | 0.1611 | 0.1611 | 0.1611 | 0.1611 | 0.0969 | 0.0969 | 0.0969
workday | 15 | 0.0969 | 0.0969 | 0.0969 | 0.0969 | 0.0969 | 0.1611 | 0.1611 | 0.1611 | 0.1611 | 0.0969 | 0.0969 | 0.0969
workday | 16 | 0.0969 | 0.0969 | 0.1338 | 0.1338 | 0.1338 | 0.2835 | 0.2835 | 0.2835 | 0.2835 | 0.1338 | 0.0969 | 0.0969
workday | 17 | 0.1338 | 0.1338 | 0.1338 | 0.1338 | 0.1338 | 0.2835 | 0.2835 | 0.2835 | 0.2835 | 0.1338 | 0.1338 | 0.1338
workday | 18 | 0.1338 | 0.1338 | 0.1338 | 0.1338 | 0.1338 | 0.2835 | 0.2835 | 0.2835 | 0.2835 | 0.1338 | 0.1338 | 0.1338
workday | 19 | 0.1338 | 0.1338 | 0.0969 | 0.0969 | 0.0969 | 0.1611 | 0.1611 | 0.1611 | 0.1611 | 0.0969 | 0.1338 | 0.1338
workday | 20 | 0.0969 | 0.0969 | 0.0969 | 0.0969 | 0.0969 | 0.1611 | 0.1611 | 0.1611 | 0.1611 | 0.0969 | 0.0969 | 0.0969
workday | 21 | 0.0969 | 0.0969 | 0.0969 | 0.0969 | 0.0969 | 0.1611 | 0.1611 | 0.1611 | 0.1611 | 0.0969 | 0.0969 | 0.0969
workday | 22 | 0.0969 | 0.0969 | 0.0969 | 0.0969 | 0.0969 | 0.1611 | 0.1611 | 0.1611 | 0.1611 | 0.0969 | 0.0969 | 0.0969
workday | 23 | 0.0969 | 0.0969 | 0.0969 | 0.0969 | 0.0969 | 0.1166 | 0.1166 | 0.1166 | 0.1166 | 0.0969 | 0.0969 | 0.0969
workday | 24 | 0.0969 | 0.0969 | 0.0969 | 0.0969 | 0.0969 | 0.1166 | 0.1166 | 0.1166 | 0.1166 | 0.0969 | 0.0969 | 0.0969
non-workday | 1 | 0.0969 | 0.0969 | 0.0969 | 0.0969 | 0.0969 | 0.1166 | 0.1166 | 0.1166 | 0.1166 | 0.0969 | 0.0969 | 0.0969
non-workday | 2 | 0.0969 | 0.0969 | 0.0969 | 0.0969 | 0.0969 | 0.1166 | 0.1166 | 0.1166 | 0.1166 | 0.0969 | 0.0969 | 0.0969
non-workday | 3 | 0.0969 | 0.0969 | 0.0969 | 0.0969 | 0.0969 | 0.1166 | 0.1166 | 0.1166 | 0.1166 | 0.0969 | 0.0969 | 0.0969
non-workday | 4 | 0.0969 | 0.0969 | 0.0969 | 0.0969 | 0.0969 | 0.1166 | 0.1166 | 0.1166 | 0.1166 | 0.0969 | 0.0969 | 0.0969
non-workday | 5 | 0.0969 | 0.0969 | 0.0969 | 0.0969 | 0.0969 | 0.1166 | 0.1166 | 0.1166 | 0.1166 | 0.0969 | 0.0969 | 0.0969
non-workday | 6 | 0.0969 | 0.0969 | 0.0969 | 0.0969 | 0.0969 | 0.1166 | 0.1166 | 0.1166 | 0.1166 | 0.0969 | 0.0969 | 0.0969
non-workday | 7 | 0.0969 | 0.0969 | 0.0969 | 0.0969 | 0.0969 | 0.1166 | 0.1166 | 0.1166 | 0.1166 | 0.0969 | 0.0969 | 0.0969
non-workday | 8 | 0.0969 | 0.0969 | 0.0969 | 0.0969 | 0.0969 | 0.1166 | 0.1166 | 0.1166 | 0.1166 | 0.0969 | 0.0969 | 0.0969
non-workday | 9 | 0.0969 | 0.0969 | 0.0969 | 0.0969 | 0.0969 | 0.1166 | 0.1166 | 0.1166 | 0.1166 | 0.0969 | 0.0969 | 0.0969
non-workday | 10 | 0.0969 | 0.0969 | 0.0969 | 0.0969 | 0.0969 | 0.1166 | 0.1166 | 0.1166 | 0.1166 | 0.0969 | 0.0969 | 0.0969
non-workday | 11 | 0.0969 | 0.0969 | 0.0969 | 0.0969 | 0.0969 | 0.1166 | 0.1166 | 0.1166 | 0.1166 | 0.0969 | 0.0969 | 0.0969
non-workday | 12 | 0.0969 | 0.0969 | 0.0969 | 0.0969 | 0.0969 | 0.1166 | 0.1166 | 0.1166 | 0.1166 | 0.0969 | 0.0969 | 0.0969
non-workday | 13 | 0.0969 | 0.0969 | 0.0969 | 0.0969 | 0.0969 | 0.1166 | 0.1166 | 0.1166 | 0.1166 | 0.0969 | 0.0969 | 0.0969
non-workday | 14 | 0.0969 | 0.0969 | 0.0969 | 0.0969 | 0.0969 | 0.1166 | 0.1166 | 0.1166 | 0.1166 | 0.0969 | 0.0969 | 0.0969
non-workday | 15 | 0.0969 | 0.0969 | 0.0969 | 0.0969 | 0.0969 | 0.1166 | 0.1166 | 0.1166 | 0.1166 | 0.0969 | 0.0969 | 0.0969
non-workday | 16 | 0.0969 | 0.0969 | 0.0969 | 0.0969 | 0.0969 | 0.1166 | 0.1166 | 0.1166 | 0.1166 | 0.0969 | 0.0969 | 0.0969
non-workday | 17 | 0.0969 | 0.0969 | 0.0969 | 0.0969 | 0.0969 | 0.1166 | 0.1166 | 0.1166 | 0.1166 | 0.0969 | 0.0969 | 0.0969
non-workday | 18 | 0.0969 | 0.0969 | 0.0969 | 0.0969 | 0.0969 | 0.1166 | 0.1166 | 0.1166 | 0.1166 | 0.0969 | 0.0969 | 0.0969
non-workday | 19 | 0.0969 | 0.0969 | 0.0969 | 0.0969 | 0.0969 | 0.1166 | 0.1166 | 0.1166 | 0.1166 | 0.0969 | 0.0969 | 0.0969
non-workday | 20 | 0.0969 | 0.0969 | 0.0969 | 0.0969 | 0.0969 | 0.1166 | 0.1166 | 0.1166 | 0.1166 | 0.0969 | 0.0969 | 0.0969
non-workday | 21 | 0.0969 | 0.0969 | 0.0969 | 0.0969 | 0.0969 | 0.1166 | 0.1166 | 0.1166 | 0.1166 | 0.0969 | 0.0969 | 0.0969
non-workday | 22 | 0.0969 | 0.0969 | 0.0969 | 0.0969 | 0.0969 | 0.1166 | 0.1166 | 0.1166 | 0.1166 | 0.0969 | 0.0969 | 0.0969
non-workday | 23 | 0.0969 | 0.0969 | 0.0969 | 0.0969 | 0.0969 | 0.1166 | 0.1166 | 0.1166 | 0.1166 | 0.0969 | 0.0969 | 0.0969
non-workday | 24 | 0.0969 | 0.0969 | 0.0969 | 0.0969 | 0.0969 | 0.1166 | 0.1166 | 0.1166 | 0.1166 | 0.0969 | 0.0969 | 0.0969

## PG&E
Rate Name | PG&E Res_E-TOU-B | [12 empty] | Go Back to Directory
daytype | hour | January | February | March | April | May | June | July | August | September | October | November | December
workday | 1 | 0.21492 | 0.21492 | 0.21492 | 0.21492 | 0.21492 | 0.26813 | 0.26813 | 0.26813 | 0.26813 | 0.21492 | 0.21492 | 0.21492
workday | 2 | 0.21492 | 0.21492 | 0.21492 | 0.21492 | 0.21492 | 0.26813 | 0.26813 | 0.26813 | 0.26813 | 0.21492 | 0.21492 | 0.21492
workday | 3 | 0.21492 | 0.21492 | 0.21492 | 0.21492 | 0.21492 | 0.26813 | 0.26813 | 0.26813 | 0.26813 | 0.21492 | 0.21492 | 0.21492
workday | 4 | 0.21492 | 0.21492 | 0.21492 | 0.21492 | 0.21492 | 0.26813 | 0.26813 | 0.26813 | 0.26813 | 0.21492 | 0.21492 | 0.21492
workday | 5 | 0.21492 | 0.21492 | 0.21492 | 0.21492 | 0.21492 | 0.26813 | 0.26813 | 0.26813 | 0.26813 | 0.21492 | 0.21492 | 0.21492
workday | 6 | 0.21492 | 0.21492 | 0.21492 | 0.21492 | 0.21492 | 0.26813 | 0.26813 | 0.26813 | 0.26813 | 0.21492 | 0.21492 | 0.21492
workday | 7 | 0.21492 | 0.21492 | 0.21492 | 0.21492 | 0.21492 | 0.26813 | 0.26813 | 0.26813 | 0.26813 | 0.21492 | 0.21492 | 0.21492
workday | 8 | 0.21492 | 0.21492 | 0.21492 | 0.21492 | 0.21492 | 0.26813 | 0.26813 | 0.26813 | 0.26813 | 0.21492 | 0.21492 | 0.21492
workday | 9 | 0.21492 | 0.21492 | 0.21492 | 0.21492 | 0.21492 | 0.26813 | 0.26813 | 0.26813 | 0.26813 | 0.21492 | 0.21492 | 0.21492
workday | 10 | 0.21492 | 0.21492 | 0.21492 | 0.21492 | 0.21492 | 0.26813 | 0.26813 | 0.26813 | 0.26813 | 0.21492 | 0.21492 | 0.21492
workday | 11 | 0.21492 | 0.21492 | 0.21492 | 0.21492 | 0.21492 | 0.26813 | 0.26813 | 0.26813 | 0.26813 | 0.21492 | 0.21492 | 0.21492
workday | 12 | 0.21492 | 0.21492 | 0.21492 | 0.21492 | 0.21492 | 0.26813 | 0.26813 | 0.26813 | 0.26813 | 0.21492 | 0.21492 | 0.21492
workday | 13 | 0.21492 | 0.21492 | 0.21492 | 0.21492 | 0.21492 | 0.26813 | 0.26813 | 0.26813 | 0.26813 | 0.21492 | 0.21492 | 0.21492
workday | 14 | 0.21492 | 0.21492 | 0.21492 | 0.21492 | 0.21492 | 0.26813 | 0.26813 | 0.26813 | 0.26813 | 0.21492 | 0.21492 | 0.21492
workday | 15 | 0.21492 | 0.21492 | 0.23372 | 0.23372 | 0.23372 | 0.37119 | 0.37119 | 0.37119 | 0.37119 | 0.23372 | 0.21492 | 0.21492
workday | 16 | 0.23372 | 0.23372 | 0.23372 | 0.23372 | 0.23372 | 0.37119 | 0.37119 | 0.37119 | 0.37119 | 0.23372 | 0.23372 | 0.23372
workday | 17 | 0.23372 | 0.23372 | 0.23372 | 0.23372 | 0.23372 | 0.37119 | 0.37119 | 0.37119 | 0.37119 | 0.23372 | 0.23372 | 0.23372
workday | 18 | 0.23372 | 0.23372 | 0.23372 | 0.23372 | 0.23372 | 0.37119 | 0.37119 | 0.37119 | 0.37119 | 0.23372 | 0.23372 | 0.23372
workday | 19 | 0.23372 | 0.23372 | 0.23372 | 0.23372 | 0.23372 | 0.37119 | 0.37119 | 0.37119 | 0.37119 | 0.23372 | 0.23372 | 0.23372
workday | 20 | 0.23372 | 0.23372 | 0.21492 | 0.21492 | 0.21492 | 0.26813 | 0.26813 | 0.26813 | 0.26813 | 0.21492 | 0.23372 | 0.23372
workday | 21 | 0.21492 | 0.21492 | 0.21492 | 0.21492 | 0.21492 | 0.26813 | 0.26813 | 0.26813 | 0.26813 | 0.21492 | 0.21492 | 0.21492
workday | 22 | 0.21492 | 0.21492 | 0.21492 | 0.21492 | 0.21492 | 0.26813 | 0.26813 | 0.26813 | 0.26813 | 0.21492 | 0.21492 | 0.21492
workday | 23 | 0.21492 | 0.21492 | 0.21492 | 0.21492 | 0.21492 | 0.26813 | 0.26813 | 0.26813 | 0.26813 | 0.21492 | 0.21492 | 0.21492
workday | 24 | 0.21492 | 0.21492 | 0.21492 | 0.21492 | 0.21492 | 0.26813 | 0.26813 | 0.26813 | 0.26813 | 0.21492 | 0.21492 | 0.21492
non-workday | 1 | 0.21492 | 0.21492 | 0.21492 | 0.21492 | 0.21492 | 0.26813 | 0.26813 | 0.26813 | 0.26813 | 0.21492 | 0.21492 | 0.21492
non-workday | 2 | 0.21492 | 0.21492 | 0.21492 | 0.21492 | 0.21492 | 0.26813 | 0.26813 | 0.26813 | 0.26813 | 0.21492 | 0.21492 | 0.21492
non-workday | 3 | 0.21492 | 0.21492 | 0.21492 | 0.21492 | 0.21492 | 0.26813 | 0.26813 | 0.26813 | 0.26813 | 0.21492 | 0.21492 | 0.21492
non-workday | 4 | 0.21492 | 0.21492 | 0.21492 | 0.21492 | 0.21492 | 0.26813 | 0.26813 | 0.26813 | 0.26813 | 0.21492 | 0.21492 | 0.21492
non-workday | 5 | 0.21492 | 0.21492 | 0.21492 | 0.21492 | 0.21492 | 0.26813 | 0.26813 | 0.26813 | 0.26813 | 0.21492 | 0.21492 | 0.21492
non-workday | 6 | 0.21492 | 0.21492 | 0.21492 | 0.21492 | 0.21492 | 0.26813 | 0.26813 | 0.26813 | 0.26813 | 0.21492 | 0.21492 | 0.21492
non-workday | 7 | 0.21492 | 0.21492 | 0.21492 | 0.21492 | 0.21492 | 0.26813 | 0.26813 | 0.26813 | 0.26813 | 0.21492 | 0.21492 | 0.21492
non-workday | 8 | 0.21492 | 0.21492 | 0.21492 | 0.21492 | 0.21492 | 0.26813 | 0.26813 | 0.26813 | 0.26813 | 0.21492 | 0.21492 | 0.21492
non-workday | 9 | 0.21492 | 0.21492 | 0.21492 | 0.21492 | 0.21492 | 0.26813 | 0.26813 | 0.26813 | 0.26813 | 0.21492 | 0.21492 | 0.21492
non-workday | 10 | 0.21492 | 0.21492 | 0.21492 | 0.21492 | 0.21492 | 0.26813 | 0.26813 | 0.26813 | 0.26813 | 0.21492 | 0.21492 | 0.21492
non-workday | 11 | 0.21492 | 0.21492 | 0.21492 | 0.21492 | 0.21492 | 0.26813 | 0.26813 | 0.26813 | 0.26813 | 0.21492 | 0.21492 | 0.21492
non-workday | 12 | 0.21492 | 0.21492 | 0.21492 | 0.21492 | 0.21492 | 0.26813 | 0.26813 | 0.26813 | 0.26813 | 0.21492 | 0.21492 | 0.21492
non-workday | 13 | 0.21492 | 0.21492 | 0.21492 | 0.21492 | 0.21492 | 0.26813 | 0.26813 | 0.26813 | 0.26813 | 0.21492 | 0.21492 | 0.21492
non-workday | 14 | 0.21492 | 0.21492 | 0.21492 | 0.21492 | 0.21492 | 0.26813 | 0.26813 | 0.26813 | 0.26813 | 0.21492 | 0.21492 | 0.21492
non-workday | 15 | 0.21492 | 0.21492 | 0.21492 | 0.21492 | 0.21492 | 0.26813 | 0.26813 | 0.26813 | 0.26813 | 0.21492 | 0.21492 | 0.21492
non-workday | 16 | 0.21492 | 0.21492 | 0.21492 | 0.21492 | 0.21492 | 0.26813 | 0.26813 | 0.26813 | 0.26813 | 0.21492 | 0.21492 | 0.21492
non-workday | 17 | 0.21492 | 0.21492 | 0.21492 | 0.21492 | 0.21492 | 0.26813 | 0.26813 | 0.26813 | 0.26813 | 0.21492 | 0.21492 | 0.21492
non-workday | 18 | 0.21492 | 0.21492 | 0.21492 | 0.21492 | 0.21492 | 0.26813 | 0.26813 | 0.26813 | 0.26813 | 0.21492 | 0.21492 | 0.21492
non-workday | 19 | 0.21492 | 0.21492 | 0.21492 | 0.21492 | 0.21492 | 0.26813 | 0.26813 | 0.26813 | 0.26813 | 0.21492 | 0.21492 | 0.21492
non-workday | 20 | 0.21492 | 0.21492 | 0.21492 | 0.21492 | 0.21492 | 0.26813 | 0.26813 | 0.26813 | 0.26813 | 0.21492 | 0.21492 | 0.21492
non-workday | 21 | 0.21492 | 0.21492 | 0.21492 | 0.21492 | 0.21492 | 0.26813 | 0.26813 | 0.26813 | 0.26813 | 0.21492 | 0.21492 | 0.21492
non-workday | 22 | 0.21492 | 0.21492 | 0.21492 | 0.21492 | 0.21492 | 0.26813 | 0.26813 | 0.26813 | 0.26813 | 0.21492 | 0.21492 | 0.21492
non-workday | 23 | 0.21492 | 0.21492 | 0.21492 | 0.21492 | 0.21492 | 0.26813 | 0.26813 | 0.26813 | 0.26813 | 0.21492 | 0.21492 | 0.21492
non-workday | 24 | 0.21492 | 0.21492 | 0.21492 | 0.21492 | 0.21492 | 0.26813 | 0.26813 | 0.26813 | 0.26813 | 0.21492 | 0.21492 | 0.21492

## LADWP_1
Rate Name | LADWP R-1A-1 | [13 empty] | Go Back to Directory
category | January | February | March | April | May | June | July | August | September | October | November | December
baseline_useage (average kWh/day) | 11.3 | 12.5 | 11.3 | 11.7 | 11.3 | 11.7 | 11.3 | 11.3 | 11.7 | 11.3 | 11.7 | 11.3
tier_2_threshold | bar: LADWP R-1A-1 January to LADWP R-1A-1 December
tier_3_threshold | 3 | 3 | 3 | 3 | 3 | 3 | 3 | 3 | 3 | 3 | 3 | 3
tier | daytype | hour | January | February | March | April | May | June | July | August | September | October | November | December
1 | workday | 1 | 0.15444 | 0.15444 | 0.15444 | 0.15444 | 0.15444 | 0.16263 | 0.16263 | 0.16263 | 0.16263 | 0.15444 | 0.15444 | 0.15444
1 | workday | 2 | 0.15444 | 0.15444 | 0.15444 | 0.15444 | 0.15444 | 0.16263 | 0.16263 | 0.16263 | 0.16263 | 0.15444 | 0.15444 | 0.15444
1 | workday | 3 | 0.15444 | 0.15444 | 0.15444 | 0.15444 | 0.15444 | 0.16263 | 0.16263 | 0.16263 | 0.16263 | 0.15444 | 0.15444 | 0.15444
1 | workday | 4 | 0.15444 | 0.15444 | 0.15444 | 0.15444 | 0.15444 | 0.16263 | 0.16263 | 0.16263 | 0.16263 | 0.15444 | 0.15444 | 0.15444
1 | workday | 5 | 0.15444 | 0.15444 | 0.15444 | 0.15444 | 0.15444 | 0.16263 | 0.16263 | 0.16263 | 0.16263 | 0.15444 | 0.15444 | 0.15444
1 | workday | 6 | 0.15444 | 0.15444 | 0.15444 | 0.15444 | 0.15444 | 0.16263 | 0.16263 | 0.16263 | 0.16263 | 0.15444 | 0.15444 | 0.15444
1 | workday | 7 | 0.15444 | 0.15444 | 0.15444 | 0.15444 | 0.15444 | 0.16263 | 0.16263 | 0.16263 | 0.16263 | 0.15444 | 0.15444 | 0.15444
1 | workday | 8 | 0.15444 | 0.15444 | 0.15444 | 0.15444 | 0.15444 | 0.16263 | 0.16263 | 0.16263 | 0.16263 | 0.15444 | 0.15444 | 0.15444
1 | workday | 9 | 0.15444 | 0.15444 | 0.15444 | 0.15444 | 0.15444 | 0.16263 | 0.16263 | 0.16263 | 0.16263 | 0.15444 | 0.15444 | 0.15444
1 | workday | 10 | 0.15444 | 0.15444 | 0.15444 | 0.15444 | 0.15444 | 0.16263 | 0.16263 | 0.16263 | 0.16263 | 0.15444 | 0.15444 | 0.15444
1 | workday | 11 | 0.15444 | 0.15444 | 0.15444 | 0.15444 | 0.15444 | 0.16263 | 0.16263 | 0.16263 | 0.16263 | 0.15444 | 0.15444 | 0.15444
1 | workday | 12 | 0.15444 | 0.15444 | 0.15444 | 0.15444 | 0.15444 | 0.16263 | 0.16263 | 0.16263 | 0.16263 | 0.15444 | 0.15444 | 0.15444
1 | workday | 13 | 0.15444 | 0.15444 | 0.15444 | 0.15444 | 0.15444 | 0.16263 | 0.16263 | 0.16263 | 0.16263 | 0.15444 | 0.15444 | 0.15444
1 | workday | 14 | 0.15444 | 0.15444 | 0.15444 | 0.15444 | 0.15444 | 0.16263 | 0.16263 | 0.16263 | 0.16263 | 0.15444 | 0.15444 | 0.15444
1 | workday | 15 | 0.15444 | 0.15444 | 0.15444 | 0.15444 | 0.15444 | 0.16263 | 0.16263 | 0.16263 | 0.16263 | 0.15444 | 0.15444 | 0.15444
1 | workday | 16 | 0.15444 | 0.15444 | 0.15444 | 0.15444 | 0.15444 | 0.16263 | 0.16263 | 0.16263 | 0.16263 | 0.15444 | 0.15444 | 0.15444
1 | workday | 17 | 0.15444 | 0.15444 | 0.15444 | 0.15444 | 0.15444 | 0.16263 | 0.16263 | 0.16263 | 0.16263 | 0.15444 | 0.15444 | 0.15444
1 | workday | 18 | 0.15444 | 0.15444 | 0.15444 | 0.15444 | 0.15444 | 0.16263 | 0.16263 | 0.16263 | 0.16263 | 0.15444 | 0.15444 | 0.15444
1 | workday | 19 | 0.15444 | 0.15444 | 0.15444 | 0.15444 | 0.15444 | 0.16263 | 0.16263 | 0.16263 | 0.16263 | 0.15444 | 0.15444 | 0.15444
1 | workday | 20 | 0.15444 | 0.15444 | 0.15444 | 0.15444 | 0.15444 | 0.16263 | 0.16263 | 0.16263 | 0.16263 | 0.15444 | 0.15444 | 0.15444
1 | workday | 21 | 0.15444 | 0.15444 | 0.15444 | 0.15444 | 0.15444 | 0.16263 | 0.16263 | 0.16263 | 0.16263 | 0.15444 | 0.15444 | 0.15444
1 | workday | 22 | 0.15444 | 0.15444 | 0.15444 | 0.15444 | 0.15444 | 0.16263 | 0.16263 | 0.16263 | 0.16263 | 0.15444 | 0.15444 | 0.15444
1 | workday | 23 | 0.15444 | 0.15444 | 0.15444 | 0.15444 | 0.15444 | 0.16263 | 0.16263 | 0.16263 | 0.16263 | 0.15444 | 0.15444 | 0.15444
1 | workday | 24 | 0.15444 | 0.15444 | 0.15444 | 0.15444 | 0.15444 | 0.16263 | 0.16263 | 0.16263 | 0.16263 | 0.15444 | 0.15444 | 0.15444
1 | non-workday | 1 | 0.15444 | 0.15444 | 0.15444 | 0.15444 | 0.15444 | 0.16263 | 0.16263 | 0.16263 | 0.16263 | 0.15444 | 0.15444 | 0.15444
1 | non-workday | 2 | 0.15444 | 0.15444 | 0.15444 | 0.15444 | 0.15444 | 0.16263 | 0.16263 | 0.16263 | 0.16263 | 0.15444 | 0.15444 | 0.15444
1 | non-workday | 3 | 0.15444 | 0.15444 | 0.15444 | 0.15444 | 0.15444 | 0.16263 | 0.16263 | 0.16263 | 0.16263 | 0.15444 | 0.15444 | 0.15444
1 | non-workday | 4 | 0.15444 | 0.15444 | 0.15444 | 0.15444 | 0.15444 | 0.16263 | 0.16263 | 0.16263 | 0.16263 | 0.15444 | 0.15444 | 0.15444
1 | non-workday | 5 | 0.15444 | 0.15444 | 0.15444 | 0.15444 | 0.15444 | 0.16263 | 0.16263 | 0.16263 | 0.16263 | 0.15444 | 0.15444 | 0.15444
1 | non-workday | 6 | 0.15444 | 0.15444 | 0.15444 | 0.15444 | 0.15444 | 0.16263 | 0.16263 | 0.16263 | 0.16263 | 0.15444 | 0.15444 | 0.15444
1 | non-workday | 7 | 0.15444 | 0.15444 | 0.15444 | 0.15444 | 0.15444 | 0.16263 | 0.16263 | 0.16263 | 0.16263 | 0.15444 | 0.15444 | 0.15444
1 | non-workday | 8 | 0.15444 | 0.15444 | 0.15444 | 0.15444 | 0.15444 | 0.16263 | 0.16263 | 0.16263 | 0.16263 | 0.15444 | 0.15444 | 0.15444
1 | non-workday | 9 | 0.15444 | 0.15444 | 0.15444 | 0.15444 | 0.15444 | 0.16263 | 0.16263 | 0.16263 | 0.16263 | 0.15444 | 0.15444 | 0.15444
1 | non-workday | 10 | 0.15444 | 0.15444 | 0.15444 | 0.15444 | 0.15444 | 0.16263 | 0.16263 | 0.16263 | 0.16263 | 0.15444 | 0.15444 | 0.15444
1 | non-workday | 11 | 0.15444 | 0.15444 | 0.15444 | 0.15444 | 0.15444 | 0.16263 | 0.16263 | 0.16263 | 0.16263 | 0.15444 | 0.15444 | 0.15444
1 | non-workday | 12 | 0.15444 | 0.15444 | 0.15444 | 0.15444 | 0.15444 | 0.16263 | 0.16263 | 0.16263 | 0.16263 | 0.15444 | 0.15444 | 0.15444
1 | non-workday | 13 | 0.15444 | 0.15444 | 0.15444 | 0.15444 | 0.15444 | 0.16263 | 0.16263 | 0.16263 | 0.16263 | 0.15444 | 0.15444 | 0.15444
1 | non-workday | 14 | 0.15444 | 0.15444 | 0.15444 | 0.15444 | 0.15444 | 0.16263 | 0.16263 | 0.16263 | 0.16263 | 0.15444 | 0.15444 | 0.15444
1 | non-workday | 15 | 0.15444 | 0.15444 | 0.15444 | 0.15444 | 0.15444 | 0.16263 | 0.16263 | 0.16263 | 0.16263 | 0.15444 | 0.15444 | 0.15444
1 | non-workday | 16 | 0.15444 | 0.15444 | 0.15444 | 0.15444 | 0.15444 | 0.16263 | 0.16263 | 0.16263 | 0.16263 | 0.15444 | 0.15444 | 0.15444
1 | non-workday | 17 | 0.15444 | 0.15444 | 0.15444 | 0.15444 | 0.15444 | 0.16263 | 0.16263 | 0.16263 | 0.16263 | 0.15444 | 0.15444 | 0.15444
1 | non-workday | 18 | 0.15444 | 0.15444 | 0.15444 | 0.15444 | 0.15444 | 0.16263 | 0.16263 | 0.16263 | 0.16263 | 0.15444 | 0.15444 | 0.15444
1 | non-workday | 19 | 0.15444 | 0.15444 | 0.15444 | 0.15444 | 0.15444 | 0.16263 | 0.16263 | 0.16263 | 0.16263 | 0.15444 | 0.15444 | 0.15444
1 | non-workday | 20 | 0.15444 | 0.15444 | 0.15444 | 0.15444 | 0.15444 | 0.16263 | 0.16263 | 0.16263 | 0.16263 | 0.15444 | 0.15444 | 0.15444
1 | non-workday | 21 | 0.15444 | 0.15444 | 0.15444 | 0.15444 | 0.15444 | 0.16263 | 0.16263 | 0.16263 | 0.16263 | 0.15444 | 0.15444 | 0.15444
1 | non-workday | 22 | 0.15444 | 0.15444 | 0.15444 | 0.15444 | 0.15444 | 0.16263 | 0.16263 | 0.16263 | 0.16263 | 0.15444 | 0.15444 | 0.15444
1 | non-workday | 23 | 0.15444 | 0.15444 | 0.15444 | 0.15444 | 0.15444 | 0.16263 | 0.16263 | 0.16263 | 0.16263 | 0.15444 | 0.15444 | 0.15444
1 | non-workday | 24 | 0.15444 | 0.15444 | 0.15444 | 0.15444 | 0.15444 | 0.16263 | 0.16263 | 0.16263 | 0.16263 | 0.15444 | 0.15444 | 0.15444
2 | workday | 1 | 0.19473 | 0.19473 | 0.19473 | 0.19473 | 0.19473 | 0.20894 | 0.20894 | 0.20894 | 0.20894 | 0.19473 | 0.19473 | 0.19473
2 | workday | 2 | 0.19473 | 0.19473 | 0.19473 | 0.19473 | 0.19473 | 0.20894 | 0.20894 | 0.20894 | 0.20894 | 0.19473 | 0.19473 | 0.19473
2 | workday | 3 | 0.19473 | 0.19473 | 0.19473 | 0.19473 | 0.19473 | 0.20894 | 0.20894 | 0.20894 | 0.20894 | 0.19473 | 0.19473 | 0.19473
2 | workday | 4 | 0.19473 | 0.19473 | 0.19473 | 0.19473 | 0.19473 | 0.20894 | 0.20894 | 0.20894 | 0.20894 | 0.19473 | 0.19473 | 0.19473
2 | workday | 5 | 0.19473 | 0.19473 | 0.19473 | 0.19473 | 0.19473 | 0.20894 | 0.20894 | 0.20894 | 0.20894 | 0.19473 | 0.19473 | 0.19473
2 | workday | 6 | 0.19473 | 0.19473 | 0.19473 | 0.19473 | 0.19473 | 0.20894 | 0.20894 | 0.20894 | 0.20894 | 0.19473 | 0.19473 | 0.19473
2 | workday | 7 | 0.19473 | 0.19473 | 0.19473 | 0.19473 | 0.19473 | 0.20894 | 0.20894 | 0.20894 | 0.20894 | 0.19473 | 0.19473 | 0.19473
2 | workday | 8 | 0.19473 | 0.19473 | 0.19473 | 0.19473 | 0.19473 | 0.20894 | 0.20894 | 0.20894 | 0.20894 | 0.19473 | 0.19473 | 0.19473
2 | workday | 9 | 0.19473 | 0.19473 | 0.19473 | 0.19473 | 0.19473 | 0.20894 | 0.20894 | 0.20894 | 0.20894 | 0.19473 | 0.19473 | 0.19473
2 | workday | 10 | 0.19473 | 0.19473 | 0.19473 | 0.19473 | 0.19473 | 0.20894 | 0.20894 | 0.20894 | 0.20894 | 0.19473 | 0.19473 | 0.19473
2 | workday | 11 | 0.19473 | 0.19473 | 0.19473 | 0.19473 | 0.19473 | 0.20894 | 0.20894 | 0.20894 | 0.20894 | 0.19473 | 0.19473 | 0.19473
2 | workday | 12 | 0.19473 | 0.19473 | 0.19473 | 0.19473 | 0.19473 | 0.20894 | 0.20894 | 0.20894 | 0.20894 | 0.19473 | 0.19473 | 0.19473
2 | workday | 13 | 0.19473 | 0.19473 | 0.19473 | 0.19473 | 0.19473 | 0.20894 | 0.20894 | 0.20894 | 0.20894 | 0.19473 | 0.19473 | 0.19473
2 | workday | 14 | 0.19473 | 0.19473 | 0.19473 | 0.19473 | 0.19473 | 0.20894 | 0.20894 | 0.20894 | 0.20894 | 0.19473 | 0.19473 | 0.19473
2 | workday | 15 | 0.19473 | 0.19473 | 0.19473 | 0.19473 | 0.19473 | 0.20894 | 0.20894 | 0.20894 | 0.20894 | 0.19473 | 0.19473 | 0.19473
2 | workday | 16 | 0.19473 | 0.19473 | 0.19473 | 0.19473 | 0.19473 | 0.20894 | 0.20894 | 0.20894 | 0.20894 | 0.19473 | 0.19473 | 0.19473
2 | workday | 17 | 0.19473 | 0.19473 | 0.19473 | 0.19473 | 0.19473 | 0.20894 | 0.20894 | 0.20894 | 0.20894 | 0.19473 | 0.19473 | 0.19473
2 | workday | 18 | 0.19473 | 0.19473 | 0.19473 | 0.19473 | 0.19473 | 0.20894 | 0.20894 | 0.20894 | 0.20894 | 0.19473 | 0.19473 | 0.19473
2 | workday | 19 | 0.19473 | 0.19473 | 0.19473 | 0.19473 | 0.19473 | 0.20894 | 0.20894 | 0.20894 | 0.20894 | 0.19473 | 0.19473 | 0.19473
2 | workday | 20 | 0.19473 | 0.19473 | 0.19473 | 0.19473 | 0.19473 | 0.20894 | 0.20894 | 0.20894 | 0.20894 | 0.19473 | 0.19473 | 0.19473
2 | workday | 21 | 0.19473 | 0.19473 | 0.19473 | 0.19473 | 0.19473 | 0.20894 | 0.20894 | 0.20894 | 0.20894 | 0.19473 | 0.19473 | 0.19473
2 | workday | 22 | 0.19473 | 0.19473 | 0.19473 | 0.19473 | 0.19473 | 0.20894 | 0.20894 | 0.20894 | 0.20894 | 0.19473 | 0.19473 | 0.19473
2 | workday | 23 | 0.19473 | 0.19473 | 0.19473 | 0.19473 | 0.19473 | 0.20894 | 0.20894 | 0.20894 | 0.20894 | 0.19473 | 0.19473 | 0.19473
2 | workday | 24 | 0.19473 | 0.19473 | 0.19473 | 0.19473 | 0.19473 | 0.20894 | 0.20894 | 0.20894 | 0.20894 | 0.19473 | 0.19473 | 0.19473
2 | non-workday | 1 | 0.19473 | 0.19473 | 0.19473 | 0.19473 | 0.19473 | 0.20894 | 0.20894 | 0.20894 | 0.20894 | 0.19473 | 0.19473 | 0.19473
2 | non-workday | 2 | 0.19473 | 0.19473 | 0.19473 | 0.19473 | 0.19473 | 0.20894 | 0.20894 | 0.20894 | 0.20894 | 0.19473 | 0.19473 | 0.19473
2 | non-workday | 3 | 0.19473 | 0.19473 | 0.19473 | 0.19473 | 0.19473 | 0.20894 | 0.20894 | 0.20894 | 0.20894 | 0.19473 | 0.19473 | 0.19473
2 | non-workday | 4 | 0.19473 | 0.19473 | 0.19473 | 0.19473 | 0.19473 | 0.20894 | 0.20894 | 0.20894 | 0.20894 | 0.19473 | 0.19473 | 0.19473
2 | non-workday | 5 | 0.19473 | 0.19473 | 0.19473 | 0.19473 | 0.19473 | 0.20894 | 0.20894 | 0.20894 | 0.20894 | 0.19473 | 0.19473 | 0.19473
2 | non-workday | 6 | 0.19473 | 0.19473 | 0.19473 | 0.19473 | 0.19473 | 0.20894 | 0.20894 | 0.20894 | 0.20894 | 0.19473 | 0.19473 | 0.19473
2 | non-workday | 7 | 0.19473 | 0.19473 | 0.19473 | 0.19473 | 0.19473 | 0.20894 | 0.20894 | 0.20894 | 0.20894 | 0.19473 | 0.19473 | 0.19473
2 | non-workday | 8 | 0.19473 | 0.19473 | 0.19473 | 0.19473 | 0.19473 | 0.20894 | 0.20894 | 0.20894 | 0.20894 | 0.19473 | 0.19473 | 0.19473
2 | non-workday | 9 | 0.19473 | 0.19473 | 0.19473 | 0.19473 | 0.19473 | 0.20894 | 0.20894 | 0.20894 | 0.20894 | 0.19473 | 0.19473 | 0.19473
2 | non-workday | 10 | 0.19473 | 0.19473 | 0.19473 | 0.19473 | 0.19473 | 0.20894 | 0.20894 | 0.20894 | 0.20894 | 0.19473 | 0.19473 | 0.19473
2 | non-workday | 11 | 0.19473 | 0.19473 | 0.19473 | 0.19473 | 0.19473 | 0.20894 | 0.20894 | 0.20894 | 0.20894 | 0.19473 | 0.19473 | 0.19473
2 | non-workday | 12 | 0.19473 | 0.19473 | 0.19473 | 0.19473 | 0.19473 | 0.20894 | 0.20894 | 0.20894 | 0.20894 | 0.19473 | 0.19473 | 0.19473
2 | non-workday | 13 | 0.19473 | 0.19473 | 0.19473 | 0.19473 | 0.19473 | 0.20894 | 0.20894 | 0.20894 | 0.20894 | 0.19473 | 0.19473 | 0.19473
2 | non-workday | 14 | 0.19473 | 0.19473 | 0.19473 | 0.19473 | 0.19473 | 0.20894 | 0.20894 | 0.20894 | 0.20894 | 0.19473 | 0.19473 | 0.19473
2 | non-workday | 15 | 0.19473 | 0.19473 | 0.19473 | 0.19473 | 0.19473 | 0.20894 | 0.20894 | 0.20894 | 0.20894 | 0.19473 | 0.19473 | 0.19473
2 | non-workday | 16 | 0.19473 | 0.19473 | 0.19473 | 0.19473 | 0.19473 | 0.20894 | 0.20894 | 0.20894 | 0.20894 | 0.19473 | 0.19473 | 0.19473
2 | non-workday | 17 | 0.19473 | 0.19473 | 0.19473 | 0.19473 | 0.19473 | 0.20894 | 0.20894 | 0.20894 | 0.20894 | 0.19473 | 0.19473 | 0.19473
2 | non-workday | 18 | 0.19473 | 0.19473 | 0.19473 | 0.19473 | 0.19473 | 0.20894 | 0.20894 | 0.20894 | 0.20894 | 0.19473 | 0.19473 | 0.19473
2 | non-workday | 19 | 0.19473 | 0.19473 | 0.19473 | 0.19473 | 0.19473 | 0.20894 | 0.20894 | 0.20894 | 0.20894 | 0.19473 | 0.19473 | 0.19473
2 | non-workday | 20 | 0.19473 | 0.19473 | 0.19473 | 0.19473 | 0.19473 | 0.20894 | 0.20894 | 0.20894 | 0.20894 | 0.19473 | 0.19473 | 0.19473
2 | non-workday | 21 | 0.19473 | 0.19473 | 0.19473 | 0.19473 | 0.19473 | 0.20894 | 0.20894 | 0.20894 | 0.20894 | 0.19473 | 0.19473 | 0.19473
2 | non-workday | 22 | 0.19473 | 0.19473 | 0.19473 | 0.19473 | 0.19473 | 0.20894 | 0.20894 | 0.20894 | 0.20894 | 0.19473 | 0.19473 | 0.19473
2 | non-workday | 23 | 0.19473 | 0.19473 | 0.19473 | 0.19473 | 0.19473 | 0.20894 | 0.20894 | 0.20894 | 0.20894 | 0.19473 | 0.19473 | 0.19473
2 | non-workday | 24 | 0.19473 | 0.19473 | 0.19473 | 0.19473 | 0.19473 | 0.20894 | 0.20894 | 0.20894 | 0.20894 | 0.19473 | 0.19473 | 0.19473
3 | workday | 1 | 0.19473 | 0.19473 | 0.19473 | 0.19473 | 0.19473 | 0.28298 | 0.28298 | 0.28298 | 0.28298 | 0.19473 | 0.19473 | 0.19473
3 | workday | 2 | 0.19473 | 0.19473 | 0.19473 | 0.19473 | 0.19473 | 0.28298 | 0.28298 | 0.28298 | 0.28298 | 0.19473 | 0.19473 | 0.19473
3 | workday | 3 | 0.19473 | 0.19473 | 0.19473 | 0.19473 | 0.19473 | 0.28298 | 0.28298 | 0.28298 | 0.28298 | 0.19473 | 0.19473 | 0.19473
3 | workday | 4 | 0.19473 | 0.19473 | 0.19473 | 0.19473 | 0.19473 | 0.28298 | 0.28298 | 0.28298 | 0.28298 | 0.19473 | 0.19473 | 0.19473
3 | workday | 5 | 0.19473 | 0.19473 | 0.19473 | 0.19473 | 0.19473 | 0.28298 | 0.28298 | 0.28298 | 0.28298 | 0.19473 | 0.19473 | 0.19473
3 | workday | 6 | 0.19473 | 0.19473 | 0.19473 | 0.19473 | 0.19473 | 0.28298 | 0.28298 | 0.28298 | 0.28298 | 0.19473 | 0.19473 | 0.19473
3 | workday | 7 | 0.19473 | 0.19473 | 0.19473 | 0.19473 | 0.19473 | 0.28298 | 0.28298 | 0.28298 | 0.28298 | 0.19473 | 0.19473 | 0.19473
3 | workday | 8 | 0.19473 | 0.19473 | 0.19473 | 0.19473 | 0.19473 | 0.28298 | 0.28298 | 0.28298 | 0.28298 | 0.19473 | 0.19473 | 0.19473
3 | workday | 9 | 0.19473 | 0.19473 | 0.19473 | 0.19473 | 0.19473 | 0.28298 | 0.28298 | 0.28298 | 0.28298 | 0.19473 | 0.19473 | 0.19473
3 | workday | 10 | 0.19473 | 0.19473 | 0.19473 | 0.19473 | 0.19473 | 0.28298 | 0.28298 | 0.28298 | 0.28298 | 0.19473 | 0.19473 | 0.19473
3 | workday | 11 | 0.19473 | 0.19473 | 0.19473 | 0.19473 | 0.19473 | 0.28298 | 0.28298 | 0.28298 | 0.28298 | 0.19473 | 0.19473 | 0.19473
3 | workday | 12 | 0.19473 | 0.19473 | 0.19473 | 0.19473 | 0.19473 | 0.28298 | 0.28298 | 0.28298 | 0.28298 | 0.19473 | 0.19473 | 0.19473
3 | workday | 13 | 0.19473 | 0.19473 | 0.19473 | 0.19473 | 0.19473 | 0.28298 | 0.28298 | 0.28298 | 0.28298 | 0.19473 | 0.19473 | 0.19473
3 | workday | 14 | 0.19473 | 0.19473 | 0.19473 | 0.19473 | 0.19473 | 0.28298 | 0.28298 | 0.28298 | 0.28298 | 0.19473 | 0.19473 | 0.19473
3 | workday | 15 | 0.19473 | 0.19473 | 0.19473 | 0.19473 | 0.19473 | 0.28298 | 0.28298 | 0.28298 | 0.28298 | 0.19473 | 0.19473 | 0.19473
3 | workday | 16 | 0.19473 | 0.19473 | 0.19473 | 0.19473 | 0.19473 | 0.28298 | 0.28298 | 0.28298 | 0.28298 | 0.19473 | 0.19473 | 0.19473
3 | workday | 17 | 0.19473 | 0.19473 | 0.19473 | 0.19473 | 0.19473 | 0.28298 | 0.28298 | 0.28298 | 0.28298 | 0.19473 | 0.19473 | 0.19473
3 | workday | 18 | 0.19473 | 0.19473 | 0.19473 | 0.19473 | 0.19473 | 0.28298 | 0.28298 | 0.28298 | 0.28298 | 0.19473 | 0.19473 | 0.19473
3 | workday | 19 | 0.19473 | 0.19473 | 0.19473 | 0.19473 | 0.19473 | 0.28298 | 0.28298 | 0.28298 | 0.28298 | 0.19473 | 0.19473 | 0.19473
3 | workday | 20 | 0.19473 | 0.19473 | 0.19473 | 0.19473 | 0.19473 | 0.28298 | 0.28298 | 0.28298 | 0.28298 | 0.19473 | 0.19473 | 0.19473
3 | workday | 21 | 0.19473 | 0.19473 | 0.19473 | 0.19473 | 0.19473 | 0.28298 | 0.28298 | 0.28298 | 0.28298 | 0.19473 | 0.19473 | 0.19473
3 | workday | 22 | 0.19473 | 0.19473 | 0.19473 | 0.19473 | 0.19473 | 0.28298 | 0.28298 | 0.28298 | 0.28298 | 0.19473 | 0.19473 | 0.19473
3 | workday | 23 | 0.19473 | 0.19473 | 0.19473 | 0.19473 | 0.19473 | 0.28298 | 0.28298 | 0.28298 | 0.28298 | 0.19473 | 0.19473 | 0.19473
3 | workday | 24 | 0.19473 | 0.19473 | 0.19473 | 0.19473 | 0.19473 | 0.28298 | 0.28298 | 0.28298 | 0.28298 | 0.19473 | 0.19473 | 0.19473
3 | non-workday | 1 | 0.19473 | 0.19473 | 0.19473 | 0.19473 | 0.19473 | 0.28298 | 0.28298 | 0.28298 | 0.28298 | 0.19473 | 0.19473 | 0.19473
3 | non-workday | 2 | 0.19473 | 0.19473 | 0.19473 | 0.19473 | 0.19473 | 0.28298 | 0.28298 | 0.28298 | 0.28298 | 0.19473 | 0.19473 | 0.19473
3 | non-workday | 3 | 0.19473 | 0.19473 | 0.19473 | 0.19473 | 0.19473 | 0.28298 | 0.28298 | 0.28298 | 0.28298 | 0.19473 | 0.19473 | 0.19473
3 | non-workday | 4 | 0.19473 | 0.19473 | 0.19473 | 0.19473 | 0.19473 | 0.28298 | 0.28298 | 0.28298 | 0.28298 | 0.19473 | 0.19473 | 0.19473
3 | non-workday | 5 | 0.19473 | 0.19473 | 0.19473 | 0.19473 | 0.19473 | 0.28298 | 0.28298 | 0.28298 | 0.28298 | 0.19473 | 0.19473 | 0.19473
3 | non-workday | 6 | 0.19473 | 0.19473 | 0.19473 | 0.19473 | 0.19473 | 0.28298 | 0.28298 | 0.28298 | 0.28298 | 0.19473 | 0.19473 | 0.19473
3 | non-workday | 7 | 0.19473 | 0.19473 | 0.19473 | 0.19473 | 0.19473 | 0.28298 | 0.28298 | 0.28298 | 0.28298 | 0.19473 | 0.19473 | 0.19473
3 | non-workday | 8 | 0.19473 | 0.19473 | 0.19473 | 0.19473 | 0.19473 | 0.28298 | 0.28298 | 0.28298 | 0.28298 | 0.19473 | 0.19473 | 0.19473
3 | non-workday | 9 | 0.19473 | 0.19473 | 0.19473 | 0.19473 | 0.19473 | 0.28298 | 0.28298 | 0.28298 | 0.28298 | 0.19473 | 0.19473 | 0.19473
3 | non-workday | 10 | 0.19473 | 0.19473 | 0.19473 | 0.19473 | 0.19473 | 0.28298 | 0.28298 | 0.28298 | 0.28298 | 0.19473 | 0.19473 | 0.19473
3 | non-workday | 11 | 0.19473 | 0.19473 | 0.19473 | 0.19473 | 0.19473 | 0.28298 | 0.28298 | 0.28298 | 0.28298 | 0.19473 | 0.19473 | 0.19473
3 | non-workday | 12 | 0.19473 | 0.19473 | 0.19473 | 0.19473 | 0.19473 | 0.28298 | 0.28298 | 0.28298 | 0.28298 | 0.19473 | 0.19473 | 0.19473
3 | non-workday | 13 | 0.19473 | 0.19473 | 0.19473 | 0.19473 | 0.19473 | 0.28298 | 0.28298 | 0.28298 | 0.28298 | 0.19473 | 0.19473 | 0.19473
3 | non-workday | 14 | 0.19473 | 0.19473 | 0.19473 | 0.19473 | 0.19473 | 0.28298 | 0.28298 | 0.28298 | 0.28298 | 0.19473 | 0.19473 | 0.19473
3 | non-workday | 15 | 0.19473 | 0.19473 | 0.19473 | 0.19473 | 0.19473 | 0.28298 | 0.28298 | 0.28298 | 0.28298 | 0.19473 | 0.19473 | 0.19473
3 | non-workday | 16 | 0.19473 | 0.19473 | 0.19473 | 0.19473 | 0.19473 | 0.28298 | 0.28298 | 0.28298 | 0.28298 | 0.19473 | 0.19473 | 0.19473
3 | non-workday | 17 | 0.19473 | 0.19473 | 0.19473 | 0.19473 | 0.19473 | 0.28298 | 0.28298 | 0.28298 | 0.28298 | 0.19473 | 0.19473 | 0.19473
3 | non-workday | 18 | 0.19473 | 0.19473 | 0.19473 | 0.19473 | 0.19473 | 0.28298 | 0.28298 | 0.28298 | 0.28298 | 0.19473 | 0.19473 | 0.19473
3 | non-workday | 19 | 0.19473 | 0.19473 | 0.19473 | 0.19473 | 0.19473 | 0.28298 | 0.28298 | 0.28298 | 0.28298 | 0.19473 | 0.19473 | 0.19473
3 | non-workday | 20 | 0.19473 | 0.19473 | 0.19473 | 0.19473 | 0.19473 | 0.28298 | 0.28298 | 0.28298 | 0.28298 | 0.19473 | 0.19473 | 0.19473
3 | non-workday | 21 | 0.19473 | 0.19473 | 0.19473 | 0.19473 | 0.19473 | 0.28298 | 0.28298 | 0.28298 | 0.28298 | 0.19473 | 0.19473 | 0.19473
3 | non-workday | 22 | 0.19473 | 0.19473 | 0.19473 | 0.19473 | 0.19473 | 0.28298 | 0.28298 | 0.28298 | 0.28298 | 0.19473 | 0.19473 | 0.19473
3 | non-workday | 23 | 0.19473 | 0.19473 | 0.19473 | 0.19473 | 0.19473 | 0.28298 | 0.28298 | 0.28298 | 0.28298 | 0.19473 | 0.19473 | 0.19473
3 | non-workday | 24 | 0.19473 | 0.19473 | 0.19473 | 0.19473 | 0.19473 | 0.28298 | 0.28298 | 0.28298 | 0.28298 | 0.19473 | 0.19473 | 0.19473

## LADWP_2
Rate Name | LADWP R-1A-2 | [13 empty] | Go Back to Directory
category | January | February | March | April | May | June | July | August | September | October | November | December
baseline_useage (average kWh/day) | 16.1 | 17.9 | 16.7 | 16.1 | 16.7 | 16.1 | 16.7 | 16.7 | 16.1 | 16.7 | 16.1 | 16.7
tier_2_threshold | bar: LADWP R-1A-2 January to LADWP R-1A-2 December
tier_3_threshold | 3 | 3 | 3 | 3 | 3 | 3 | 3 | 3 | 3 | 3 | 3 | 3
tier | daytype | hour | January | February | March | April | May | June | July | August | September | October | November | December
1 | workday | 1 | 0.15444 | 0.15444 | 0.15444 | 0.15444 | 0.15444 | 0.16263 | 0.16263 | 0.16263 | 0.16263 | 0.15444 | 0.15444 | 0.15444
1 | workday | 2 | 0.15444 | 0.15444 | 0.15444 | 0.15444 | 0.15444 | 0.16263 | 0.16263 | 0.16263 | 0.16263 | 0.15444 | 0.15444 | 0.15444
1 | workday | 3 | 0.15444 | 0.15444 | 0.15444 | 0.15444 | 0.15444 | 0.16263 | 0.16263 | 0.16263 | 0.16263 | 0.15444 | 0.15444 | 0.15444
1 | workday | 4 | 0.15444 | 0.15444 | 0.15444 | 0.15444 | 0.15444 | 0.16263 | 0.16263 | 0.16263 | 0.16263 | 0.15444 | 0.15444 | 0.15444
1 | workday | 5 | 0.15444 | 0.15444 | 0.15444 | 0.15444 | 0.15444 | 0.16263 | 0.16263 | 0.16263 | 0.16263 | 0.15444 | 0.15444 | 0.15444
1 | workday | 6 | 0.15444 | 0.15444 | 0.15444 | 0.15444 | 0.15444 | 0.16263 | 0.16263 | 0.16263 | 0.16263 | 0.15444 | 0.15444 | 0.15444
1 | workday | 7 | 0.15444 | 0.15444 | 0.15444 | 0.15444 | 0.15444 | 0.16263 | 0.16263 | 0.16263 | 0.16263 | 0.15444 | 0.15444 | 0.15444
1 | workday | 8 | 0.15444 | 0.15444 | 0.15444 | 0.15444 | 0.15444 | 0.16263 | 0.16263 | 0.16263 | 0.16263 | 0.15444 | 0.15444 | 0.15444
1 | workday | 9 | 0.15444 | 0.15444 | 0.15444 | 0.15444 | 0.15444 | 0.16263 | 0.16263 | 0.16263 | 0.16263 | 0.15444 | 0.15444 | 0.15444
1 | workday | 10 | 0.15444 | 0.15444 | 0.15444 | 0.15444 | 0.15444 | 0.16263 | 0.16263 | 0.16263 | 0.16263 | 0.15444 | 0.15444 | 0.15444
1 | workday | 11 | 0.15444 | 0.15444 | 0.15444 | 0.15444 | 0.15444 | 0.16263 | 0.16263 | 0.16263 | 0.16263 | 0.15444 | 0.15444 | 0.15444
1 | workday | 12 | 0.15444 | 0.15444 | 0.15444 | 0.15444 | 0.15444 | 0.16263 | 0.16263 | 0.16263 | 0.16263 | 0.15444 | 0.15444 | 0.15444
1 | workday | 13 | 0.15444 | 0.15444 | 0.15444 | 0.15444 | 0.15444 | 0.16263 | 0.16263 | 0.16263 | 0.16263 | 0.15444 | 0.15444 | 0.15444
1 | workday | 14 | 0.15444 | 0.15444 | 0.15444 | 0.15444 | 0.15444 | 0.16263 | 0.16263 | 0.16263 | 0.16263 | 0.15444 | 0.15444 | 0.15444
1 | workday | 15 | 0.15444 | 0.15444 | 0.15444 | 0.15444 | 0.15444 | 0.16263 | 0.16263 | 0.16263 | 0.16263 | 0.15444 | 0.15444 | 0.15444
1 | workday | 16 | 0.15444 | 0.15444 | 0.15444 | 0.15444 | 0.15444 | 0.16263 | 0.16263 | 0.16263 | 0.16263 | 0.15444 | 0.15444 | 0.15444
1 | workday | 17 | 0.15444 | 0.15444 | 0.15444 | 0.15444 | 0.15444 | 0.16263 | 0.16263 | 0.16263 | 0.16263 | 0.15444 | 0.15444 | 0.15444
1 | workday | 18 | 0.15444 | 0.15444 | 0.15444 | 0.15444 | 0.15444 | 0.16263 | 0.16263 | 0.16263 | 0.16263 | 0.15444 | 0.15444 | 0.15444
1 | workday | 19 | 0.15444 | 0.15444 | 0.15444 | 0.15444 | 0.15444 | 0.16263 | 0.16263 | 0.16263 | 0.16263 | 0.15444 | 0.15444 | 0.15444
1 | workday | 20 | 0.15444 | 0.15444 | 0.15444 | 0.15444 | 0.15444 | 0.16263 | 0.16263 | 0.16263 | 0.16263 | 0.15444 | 0.15444 | 0.15444
1 | workday | 21 | 0.15444 | 0.15444 | 0.15444 | 0.15444 | 0.15444 | 0.16263 | 0.16263 | 0.16263 | 0.16263 | 0.15444 | 0.15444 | 0.15444
1 | workday | 22 | 0.15444 | 0.15444 | 0.15444 | 0.15444 | 0.15444 | 0.16263 | 0.16263 | 0.16263 | 0.16263 | 0.15444 | 0.15444 | 0.15444
1 | workday | 23 | 0.15444 | 0.15444 | 0.15444 | 0.15444 | 0.15444 | 0.16263 | 0.16263 | 0.16263 | 0.16263 | 0.15444 | 0.15444 | 0.15444
1 | workday | 24 | 0.15444 | 0.15444 | 0.15444 | 0.15444 | 0.15444 | 0.16263 | 0.16263 | 0.16263 | 0.16263 | 0.15444 | 0.15444 | 0.15444
1 | non-workday | 1 | 0.15444 | 0.15444 | 0.15444 | 0.15444 | 0.15444 | 0.16263 | 0.16263 | 0.16263 | 0.16263 | 0.15444 | 0.15444 | 0.15444
1 | non-workday | 2 | 0.15444 | 0.15444 | 0.15444 | 0.15444 | 0.15444 | 0.16263 | 0.16263 | 0.16263 | 0.16263 | 0.15444 | 0.15444 | 0.15444
1 | non-workday | 3 | 0.15444 | 0.15444 | 0.15444 | 0.15444 | 0.15444 | 0.16263 | 0.16263 | 0.16263 | 0.16263 | 0.15444 | 0.15444 | 0.15444
1 | non-workday | 4 | 0.15444 | 0.15444 | 0.15444 | 0.15444 | 0.15444 | 0.16263 | 0.16263 | 0.16263 | 0.16263 | 0.15444 | 0.15444 | 0.15444
1 | non-workday | 5 | 0.15444 | 0.15444 | 0.15444 | 0.15444 | 0.15444 | 0.16263 | 0.16263 | 0.16263 | 0.16263 | 0.15444 | 0.15444 | 0.15444
1 | non-workday | 6 | 0.15444 | 0.15444 | 0.15444 | 0.15444 | 0.15444 | 0.16263 | 0.16263 | 0.16263 | 0.16263 | 0.15444 | 0.15444 | 0.15444
1 | non-workday | 7 | 0.15444 | 0.15444 | 0.15444 | 0.15444 | 0.15444 | 0.16263 | 0.16263 | 0.16263 | 0.16263 | 0.15444 | 0.15444 | 0.15444
1 | non-workday | 8 | 0.15444 | 0.15444 | 0.15444 | 0.15444 | 0.15444 | 0.16263 | 0.16263 | 0.16263 | 0.16263 | 0.15444 | 0.15444 | 0.15444
1 | non-workday | 9 | 0.15444 | 0.15444 | 0.15444 | 0.15444 | 0.15444 | 0.16263 | 0.16263 | 0.16263 | 0.16263 | 0.15444 | 0.15444 | 0.15444
1 | non-workday | 10 | 0.15444 | 0.15444 | 0.15444 | 0.15444 | 0.15444 | 0.16263 | 0.16263 | 0.16263 | 0.16263 | 0.15444 | 0.15444 | 0.15444
1 | non-workday | 11 | 0.15444 | 0.15444 | 0.15444 | 0.15444 | 0.15444 | 0.16263 | 0.16263 | 0.16263 | 0.16263 | 0.15444 | 0.15444 | 0.15444
1 | non-workday | 12 | 0.15444 | 0.15444 | 0.15444 | 0.15444 | 0.15444 | 0.16263 | 0.16263 | 0.16263 | 0.16263 | 0.15444 | 0.15444 | 0.15444
1 | non-workday | 13 | 0.15444 | 0.15444 | 0.15444 | 0.15444 | 0.15444 | 0.16263 | 0.16263 | 0.16263 | 0.16263 | 0.15444 | 0.15444 | 0.15444
1 | non-workday | 14 | 0.15444 | 0.15444 | 0.15444 | 0.15444 | 0.15444 | 0.16263 | 0.16263 | 0.16263 | 0.16263 | 0.15444 | 0.15444 | 0.15444
1 | non-workday | 15 | 0.15444 | 0.15444 | 0.15444 | 0.15444 | 0.15444 | 0.16263 | 0.16263 | 0.16263 | 0.16263 | 0.15444 | 0.15444 | 0.15444
1 | non-workday | 16 | 0.15444 | 0.15444 | 0.15444 | 0.15444 | 0.15444 | 0.16263 | 0.16263 | 0.16263 | 0.16263 | 0.15444 | 0.15444 | 0.15444
1 | non-workday | 17 | 0.15444 | 0.15444 | 0.15444 | 0.15444 | 0.15444 | 0.16263 | 0.16263 | 0.16263 | 0.16263 | 0.15444 | 0.15444 | 0.15444
1 | non-workday | 18 | 0.15444 | 0.15444 | 0.15444 | 0.15444 | 0.15444 | 0.16263 | 0.16263 | 0.16263 | 0.16263 | 0.15444 | 0.15444 | 0.15444
1 | non-workday | 19 | 0.15444 | 0.15444 | 0.15444 | 0.15444 | 0.15444 | 0.16263 | 0.16263 | 0.16263 | 0.16263 | 0.15444 | 0.15444 | 0.15444
1 | non-workday | 20 | 0.15444 | 0.15444 | 0.15444 | 0.15444 | 0.15444 | 0.16263 | 0.16263 | 0.16263 | 0.16263 | 0.15444 | 0.15444 | 0.15444
1 | non-workday | 21 | 0.15444 | 0.15444 | 0.15444 | 0.15444 | 0.15444 | 0.16263 | 0.16263 | 0.16263 | 0.16263 | 0.15444 | 0.15444 | 0.15444
1 | non-workday | 22 | 0.15444 | 0.15444 | 0.15444 | 0.15444 | 0.15444 | 0.16263 | 0.16263 | 0.16263 | 0.16263 | 0.15444 | 0.15444 | 0.15444
1 | non-workday | 23 | 0.15444 | 0.15444 | 0.15444 | 0.15444 | 0.15444 | 0.16263 | 0.16263 | 0.16263 | 0.16263 | 0.15444 | 0.15444 | 0.15444
1 | non-workday | 24 | 0.15444 | 0.15444 | 0.15444 | 0.15444 | 0.15444 | 0.16263 | 0.16263 | 0.16263 | 0.16263 | 0.15444 | 0.15444 | 0.15444
2 | workday | 1 | 0.19473 | 0.19473 | 0.19473 | 0.19473 | 0.19473 | 0.20894 | 0.20894 | 0.20894 | 0.20894 | 0.19473 | 0.19473 | 0.19473
2 | workday | 2 | 0.19473 | 0.19473 | 0.19473 | 0.19473 | 0.19473 | 0.20894 | 0.20894 | 0.20894 | 0.20894 | 0.19473 | 0.19473 | 0.19473
2 | workday | 3 | 0.19473 | 0.19473 | 0.19473 | 0.19473 | 0.19473 | 0.20894 | 0.20894 | 0.20894 | 0.20894 | 0.19473 | 0.19473 | 0.19473
2 | workday | 4 | 0.19473 | 0.19473 | 0.19473 | 0.19473 | 0.19473 | 0.20894 | 0.20894 | 0.20894 | 0.20894 | 0.19473 | 0.19473 | 0.19473
2 | workday | 5 | 0.19473 | 0.19473 | 0.19473 | 0.19473 | 0.19473 | 0.20894 | 0.20894 | 0.20894 | 0.20894 | 0.19473 | 0.19473 | 0.19473
2 | workday | 6 | 0.19473 | 0.19473 | 0.19473 | 0.19473 | 0.19473 | 0.20894 | 0.20894 | 0.20894 | 0.20894 | 0.19473 | 0.19473 | 0.19473
2 | workday | 7 | 0.19473 | 0.19473 | 0.19473 | 0.19473 | 0.19473 | 0.20894 | 0.20894 | 0.20894 | 0.20894 | 0.19473 | 0.19473 | 0.19473
2 | workday | 8 | 0.19473 | 0.19473 | 0.19473 | 0.19473 | 0.19473 | 0.20894 | 0.20894 | 0.20894 | 0.20894 | 0.19473 | 0.19473 | 0.19473
2 | workday | 9 | 0.19473 | 0.19473 | 0.19473 | 0.19473 | 0.19473 | 0.20894 | 0.20894 | 0.20894 | 0.20894 | 0.19473 | 0.19473 | 0.19473
2 | workday | 10 | 0.19473 | 0.19473 | 0.19473 | 0.19473 | 0.19473 | 0.20894 | 0.20894 | 0.20894 | 0.20894 | 0.19473 | 0.19473 | 0.19473
2 | workday | 11 | 0.19473 | 0.19473 | 0.19473 | 0.19473 | 0.19473 | 0.20894 | 0.20894 | 0.20894 | 0.20894 | 0.19473 | 0.19473 | 0.19473
2 | workday | 12 | 0.19473 | 0.19473 | 0.19473 | 0.19473 | 0.19473 | 0.20894 | 0.20894 | 0.20894 | 0.20894 | 0.19473 | 0.19473 | 0.19473
2 | workday | 13 | 0.19473 | 0.19473 | 0.19473 | 0.19473 | 0.19473 | 0.20894 | 0.20894 | 0.20894 | 0.20894 | 0.19473 | 0.19473 | 0.19473
2 | workday | 14 | 0.19473 | 0.19473 | 0.19473 | 0.19473 | 0.19473 | 0.20894 | 0.20894 | 0.20894 | 0.20894 | 0.19473 | 0.19473 | 0.19473
2 | workday | 15 | 0.19473 | 0.19473 | 0.19473 | 0.19473 | 0.19473 | 0.20894 | 0.20894 | 0.20894 | 0.20894 | 0.19473 | 0.19473 | 0.19473
2 | workday | 16 | 0.19473 | 0.19473 | 0.19473 | 0.19473 | 0.19473 | 0.20894 | 0.20894 | 0.20894 | 0.20894 | 0.19473 | 0.19473 | 0.19473
2 | workday | 17 | 0.19473 | 0.19473 | 0.19473 | 0.19473 | 0.19473 | 0.20894 | 0.20894 | 0.20894 | 0.20894 | 0.19473 | 0.19473 | 0.19473
2 | workday | 18 | 0.19473 | 0.19473 | 0.19473 | 0.19473 | 0.19473 | 0.20894 | 0.20894 | 0.20894 | 0.20894 | 0.19473 | 0.19473 | 0.19473
2 | workday | 19 | 0.19473 | 0.19473 | 0.19473 | 0.19473 | 0.19473 | 0.20894 | 0.20894 | 0.20894 | 0.20894 | 0.19473 | 0.19473 | 0.19473
2 | workday | 20 | 0.19473 | 0.19473 | 0.19473 | 0.19473 | 0.19473 | 0.20894 | 0.20894 | 0.20894 | 0.20894 | 0.19473 | 0.19473 | 0.19473
2 | workday | 21 | 0.19473 | 0.19473 | 0.19473 | 0.19473 | 0.19473 | 0.20894 | 0.20894 | 0.20894 | 0.20894 | 0.19473 | 0.19473 | 0.19473
2 | workday | 22 | 0.19473 | 0.19473 | 0.19473 | 0.19473 | 0.19473 | 0.20894 | 0.20894 | 0.20894 | 0.20894 | 0.19473 | 0.19473 | 0.19473
2 | workday | 23 | 0.19473 | 0.19473 | 0.19473 | 0.19473 | 0.19473 | 0.20894 | 0.20894 | 0.20894 | 0.20894 | 0.19473 | 0.19473 | 0.19473
2 | workday | 24 | 0.19473 | 0.19473 | 0.19473 | 0.19473 | 0.19473 | 0.20894 | 0.20894 | 0.20894 | 0.20894 | 0.19473 | 0.19473 | 0.19473
2 | non-workday | 1 | 0.19473 | 0.19473 | 0.19473 | 0.19473 | 0.19473 | 0.20894 | 0.20894 | 0.20894 | 0.20894 | 0.19473 | 0.19473 | 0.19473
2 | non-workday | 2 | 0.19473 | 0.19473 | 0.19473 | 0.19473 | 0.19473 | 0.20894 | 0.20894 | 0.20894 | 0.20894 | 0.19473 | 0.19473 | 0.19473
2 | non-workday | 3 | 0.19473 | 0.19473 | 0.19473 | 0.19473 | 0.19473 | 0.20894 | 0.20894 | 0.20894 | 0.20894 | 0.19473 | 0.19473 | 0.19473
2 | non-workday | 4 | 0.19473 | 0.19473 | 0.19473 | 0.19473 | 0.19473 | 0.20894 | 0.20894 | 0.20894 | 0.20894 | 0.19473 | 0.19473 | 0.19473
2 | non-workday | 5 | 0.19473 | 0.19473 | 0.19473 | 0.19473 | 0.19473 | 0.20894 | 0.20894 | 0.20894 | 0.20894 | 0.19473 | 0.19473 | 0.19473
2 | non-workday | 6 | 0.19473 | 0.19473 | 0.19473 | 0.19473 | 0.19473 | 0.20894 | 0.20894 | 0.20894 | 0.20894 | 0.19473 | 0.19473 | 0.19473
2 | non-workday | 7 | 0.19473 | 0.19473 | 0.19473 | 0.19473 | 0.19473 | 0.20894 | 0.20894 | 0.20894 | 0.20894 | 0.19473 | 0.19473 | 0.19473
2 | non-workday | 8 | 0.19473 | 0.19473 | 0.19473 | 0.19473 | 0.19473 | 0.20894 | 0.20894 | 0.20894 | 0.20894 | 0.19473 | 0.19473 | 0.19473
2 | non-workday | 9 | 0.19473 | 0.19473 | 0.19473 | 0.19473 | 0.19473 | 0.20894 | 0.20894 | 0.20894 | 0.20894 | 0.19473 | 0.19473 | 0.19473
2 | non-workday | 10 | 0.19473 | 0.19473 | 0.19473 | 0.19473 | 0.19473 | 0.20894 | 0.20894 | 0.20894 | 0.20894 | 0.19473 | 0.19473 | 0.19473
2 | non-workday | 11 | 0.19473 | 0.19473 | 0.19473 | 0.19473 | 0.19473 | 0.20894 | 0.20894 | 0.20894 | 0.20894 | 0.19473 | 0.19473 | 0.19473
2 | non-workday | 12 | 0.19473 | 0.19473 | 0.19473 | 0.19473 | 0.19473 | 0.20894 | 0.20894 | 0.20894 | 0.20894 | 0.19473 | 0.19473 | 0.19473
2 | non-workday | 13 | 0.19473 | 0.19473 | 0.19473 | 0.19473 | 0.19473 | 0.20894 | 0.20894 | 0.20894 | 0.20894 | 0.19473 | 0.19473 | 0.19473
2 | non-workday | 14 | 0.19473 | 0.19473 | 0.19473 | 0.19473 | 0.19473 | 0.20894 | 0.20894 | 0.20894 | 0.20894 | 0.19473 | 0.19473 | 0.19473
2 | non-workday | 15 | 0.19473 | 0.19473 | 0.19473 | 0.19473 | 0.19473 | 0.20894 | 0.20894 | 0.20894 | 0.20894 | 0.19473 | 0.19473 | 0.19473
2 | non-workday | 16 | 0.19473 | 0.19473 | 0.19473 | 0.19473 | 0.19473 | 0.20894 | 0.20894 | 0.20894 | 0.20894 | 0.19473 | 0.19473 | 0.19473
2 | non-workday | 17 | 0.19473 | 0.19473 | 0.19473 | 0.19473 | 0.19473 | 0.20894 | 0.20894 | 0.20894 | 0.20894 | 0.19473 | 0.19473 | 0.19473
2 | non-workday | 18 | 0.19473 | 0.19473 | 0.19473 | 0.19473 | 0.19473 | 0.20894 | 0.20894 | 0.20894 | 0.20894 | 0.19473 | 0.19473 | 0.19473
2 | non-workday | 19 | 0.19473 | 0.19473 | 0.19473 | 0.19473 | 0.19473 | 0.20894 | 0.20894 | 0.20894 | 0.20894 | 0.19473 | 0.19473 | 0.19473
2 | non-workday | 20 | 0.19473 | 0.19473 | 0.19473 | 0.19473 | 0.19473 | 0.20894 | 0.20894 | 0.20894 | 0.20894 | 0.19473 | 0.19473 | 0.19473
2 | non-workday | 21 | 0.19473 | 0.19473 | 0.19473 | 0.19473 | 0.19473 | 0.20894 | 0.20894 | 0.20894 | 0.20894 | 0.19473 | 0.19473 | 0.19473
2 | non-workday | 22 | 0.19473 | 0.19473 | 0.19473 | 0.19473 | 0.19473 | 0.20894 | 0.20894 | 0.20894 | 0.20894 | 0.19473 | 0.19473 | 0.19473
2 | non-workday | 23 | 0.19473 | 0.19473 | 0.19473 | 0.19473 | 0.19473 | 0.20894 | 0.20894 | 0.20894 | 0.20894 | 0.19473 | 0.19473 | 0.19473
2 | non-workday | 24 | 0.19473 | 0.19473 | 0.19473 | 0.19473 | 0.19473 | 0.20894 | 0.20894 | 0.20894 | 0.20894 | 0.19473 | 0.19473 | 0.19473
3 | workday | 1 | 0.19473 | 0.19473 | 0.19473 | 0.19473 | 0.19473 | 0.28298 | 0.28298 | 0.28298 | 0.28298 | 0.19473 | 0.19473 | 0.19473
3 | workday | 2 | 0.19473 | 0.19473 | 0.19473 | 0.19473 | 0.19473 | 0.28298 | 0.28298 | 0.28298 | 0.28298 | 0.19473 | 0.19473 | 0.19473
3 | workday | 3 | 0.19473 | 0.19473 | 0.19473 | 0.19473 | 0.19473 | 0.28298 | 0.28298 | 0.28298 | 0.28298 | 0.19473 | 0.19473 | 0.19473
3 | workday | 4 | 0.19473 | 0.19473 | 0.19473 | 0.19473 | 0.19473 | 0.28298 | 0.28298 | 0.28298 | 0.28298 | 0.19473 | 0.19473 | 0.19473
3 | workday | 5 | 0.19473 | 0.19473 | 0.19473 | 0.19473 | 0.19473 | 0.28298 | 0.28298 | 0.28298 | 0.28298 | 0.19473 | 0.19473 | 0.19473
3 | workday | 6 | 0.19473 | 0.19473 | 0.19473 | 0.19473 | 0.19473 | 0.28298 | 0.28298 | 0.28298 | 0.28298 | 0.19473 | 0.19473 | 0.19473
3 | workday | 7 | 0.19473 | 0.19473 | 0.19473 | 0.19473 | 0.19473 | 0.28298 | 0.28298 | 0.28298 | 0.28298 | 0.19473 | 0.19473 | 0.19473
3 | workday | 8 | 0.19473 | 0.19473 | 0.19473 | 0.19473 | 0.19473 | 0.28298 | 0.28298 | 0.28298 | 0.28298 | 0.19473 | 0.19473 | 0.19473
3 | workday | 9 | 0.19473 | 0.19473 | 0.19473 | 0.19473 | 0.19473 | 0.28298 | 0.28298 | 0.28298 | 0.28298 | 0.19473 | 0.19473 | 0.19473
3 | workday | 10 | 0.19473 | 0.19473 | 0.19473 | 0.19473 | 0.19473 | 0.28298 | 0.28298 | 0.28298 | 0.28298 | 0.19473 | 0.19473 | 0.19473
3 | workday | 11 | 0.19473 | 0.19473 | 0.19473 | 0.19473 | 0.19473 | 0.28298 | 0.28298 | 0.28298 | 0.28298 | 0.19473 | 0.19473 | 0.19473
3 | workday | 12 | 0.19473 | 0.19473 | 0.19473 | 0.19473 | 0.19473 | 0.28298 | 0.28298 | 0.28298 | 0.28298 | 0.19473 | 0.19473 | 0.19473
3 | workday | 13 | 0.19473 | 0.19473 | 0.19473 | 0.19473 | 0.19473 | 0.28298 | 0.28298 | 0.28298 | 0.28298 | 0.19473 | 0.19473 | 0.19473
3 | workday | 14 | 0.19473 | 0.19473 | 0.19473 | 0.19473 | 0.19473 | 0.28298 | 0.28298 | 0.28298 | 0.28298 | 0.19473 | 0.19473 | 0.19473
3 | workday | 15 | 0.19473 | 0.19473 | 0.19473 | 0.19473 | 0.19473 | 0.28298 | 0.28298 | 0.28298 | 0.28298 | 0.19473 | 0.19473 | 0.19473
3 | workday | 16 | 0.19473 | 0.19473 | 0.19473 | 0.19473 | 0.19473 | 0.28298 | 0.28298 | 0.28298 | 0.28298 | 0.19473 | 0.19473 | 0.19473
3 | workday | 17 | 0.19473 | 0.19473 | 0.19473 | 0.19473 | 0.19473 | 0.28298 | 0.28298 | 0.28298 | 0.28298 | 0.19473 | 0.19473 | 0.19473
3 | workday | 18 | 0.19473 | 0.19473 | 0.19473 | 0.19473 | 0.19473 | 0.28298 | 0.28298 | 0.28298 | 0.28298 | 0.19473 | 0.19473 | 0.19473
3 | workday | 19 | 0.19473 | 0.19473 | 0.19473 | 0.19473 | 0.19473 | 0.28298 | 0.28298 | 0.28298 | 0.28298 | 0.19473 | 0.19473 | 0.19473
3 | workday | 20 | 0.19473 | 0.19473 | 0.19473 | 0.19473 | 0.19473 | 0.28298 | 0.28298 | 0.28298 | 0.28298 | 0.19473 | 0.19473 | 0.19473
3 | workday | 21 | 0.19473 | 0.19473 | 0.19473 | 0.19473 | 0.19473 | 0.28298 | 0.28298 | 0.28298 | 0.28298 | 0.19473 | 0.19473 | 0.19473
3 | workday | 22 | 0.19473 | 0.19473 | 0.19473 | 0.19473 | 0.19473 | 0.28298 | 0.28298 | 0.28298 | 0.28298 | 0.19473 | 0.19473 | 0.19473
3 | workday | 23 | 0.19473 | 0.19473 | 0.19473 | 0.19473 | 0.19473 | 0.28298 | 0.28298 | 0.28298 | 0.28298 | 0.19473 | 0.19473 | 0.19473
3 | workday | 24 | 0.19473 | 0.19473 | 0.19473 | 0.19473 | 0.19473 | 0.28298 | 0.28298 | 0.28298 | 0.28298 | 0.19473 | 0.19473 | 0.19473
3 | non-workday | 1 | 0.19473 | 0.19473 | 0.19473 | 0.19473 | 0.19473 | 0.28298 | 0.28298 | 0.28298 | 0.28298 | 0.19473 | 0.19473 | 0.19473
3 | non-workday | 2 | 0.19473 | 0.19473 | 0.19473 | 0.19473 | 0.19473 | 0.28298 | 0.28298 | 0.28298 | 0.28298 | 0.19473 | 0.19473 | 0.19473
3 | non-workday | 3 | 0.19473 | 0.19473 | 0.19473 | 0.19473 | 0.19473 | 0.28298 | 0.28298 | 0.28298 | 0.28298 | 0.19473 | 0.19473 | 0.19473
3 | non-workday | 4 | 0.19473 | 0.19473 | 0.19473 | 0.19473 | 0.19473 | 0.28298 | 0.28298 | 0.28298 | 0.28298 | 0.19473 | 0.19473 | 0.19473
3 | non-workday | 5 | 0.19473 | 0.19473 | 0.19473 | 0.19473 | 0.19473 | 0.28298 | 0.28298 | 0.28298 | 0.28298 | 0.19473 | 0.19473 | 0.19473
3 | non-workday | 6 | 0.19473 | 0.19473 | 0.19473 | 0.19473 | 0.19473 | 0.28298 | 0.28298 | 0.28298 | 0.28298 | 0.19473 | 0.19473 | 0.19473
3 | non-workday | 7 | 0.19473 | 0.19473 | 0.19473 | 0.19473 | 0.19473 | 0.28298 | 0.28298 | 0.28298 | 0.28298 | 0.19473 | 0.19473 | 0.19473
3 | non-workday | 8 | 0.19473 | 0.19473 | 0.19473 | 0.19473 | 0.19473 | 0.28298 | 0.28298 | 0.28298 | 0.28298 | 0.19473 | 0.19473 | 0.19473
3 | non-workday | 9 | 0.19473 | 0.19473 | 0.19473 | 0.19473 | 0.19473 | 0.28298 | 0.28298 | 0.28298 | 0.28298 | 0.19473 | 0.19473 | 0.19473
3 | non-workday | 10 | 0.19473 | 0.19473 | 0.19473 | 0.19473 | 0.19473 | 0.28298 | 0.28298 | 0.28298 | 0.28298 | 0.19473 | 0.19473 | 0.19473
3 | non-workday | 11 | 0.19473 | 0.19473 | 0.19473 | 0.19473 | 0.19473 | 0.28298 | 0.28298 | 0.28298 | 0.28298 | 0.19473 | 0.19473 | 0.19473
3 | non-workday | 12 | 0.19473 | 0.19473 | 0.19473 | 0.19473 | 0.19473 | 0.28298 | 0.28298 | 0.28298 | 0.28298 | 0.19473 | 0.19473 | 0.19473
3 | non-workday | 13 | 0.19473 | 0.19473 | 0.19473 | 0.19473 | 0.19473 | 0.28298 | 0.28298 | 0.28298 | 0.28298 | 0.19473 | 0.19473 | 0.19473
3 | non-workday | 14 | 0.19473 | 0.19473 | 0.19473 | 0.19473 | 0.19473 | 0.28298 | 0.28298 | 0.28298 | 0.28298 | 0.19473 | 0.19473 | 0.19473
3 | non-workday | 15 | 0.19473 | 0.19473 | 0.19473 | 0.19473 | 0.19473 | 0.28298 | 0.28298 | 0.28298 | 0.28298 | 0.19473 | 0.19473 | 0.19473
3 | non-workday | 16 | 0.19473 | 0.19473 | 0.19473 | 0.19473 | 0.19473 | 0.28298 | 0.28298 | 0.28298 | 0.28298 | 0.19473 | 0.19473 | 0.19473
3 | non-workday | 17 | 0.19473 | 0.19473 | 0.19473 | 0.19473 | 0.19473 | 0.28298 | 0.28298 | 0.28298 | 0.28298 | 0.19473 | 0.19473 | 0.19473
3 | non-workday | 18 | 0.19473 | 0.19473 | 0.19473 | 0.19473 | 0.19473 | 0.28298 | 0.28298 | 0.28298 | 0.28298 | 0.19473 | 0.19473 | 0.19473
3 | non-workday | 19 | 0.19473 | 0.19473 | 0.19473 | 0.19473 | 0.19473 | 0.28298 | 0.28298 | 0.28298 | 0.28298 | 0.19473 | 0.19473 | 0.19473
3 | non-workday | 20 | 0.19473 | 0.19473 | 0.19473 | 0.19473 | 0.19473 | 0.28298 | 0.28298 | 0.28298 | 0.28298 | 0.19473 | 0.19473 | 0.19473
3 | non-workday | 21 | 0.19473 | 0.19473 | 0.19473 | 0.19473 | 0.19473 | 0.28298 | 0.28298 | 0.28298 | 0.28298 | 0.19473 | 0.19473 | 0.19473
3 | non-workday | 22 | 0.19473 | 0.19473 | 0.19473 | 0.19473 | 0.19473 | 0.28298 | 0.28298 | 0.28298 | 0.28298 | 0.19473 | 0.19473 | 0.19473
3 | non-workday | 23 | 0.19473 | 0.19473 | 0.19473 | 0.19473 | 0.19473 | 0.28298 | 0.28298 | 0.28298 | 0.28298 | 0.19473 | 0.19473 | 0.19473
3 | non-workday | 24 | 0.19473 | 0.19473 | 0.19473 | 0.19473 | 0.19473 | 0.28298 | 0.28298 | 0.28298 | 0.28298 | 0.19473 | 0.19473 | 0.19473