## Loads - Forecast
Load Assumptions
|  | T&D losses | 7.24%
|  | CAISO share of statewide load | 82%
| CAISO Sales Forecast Buildup |  | Values represent demand at customer meter
|  | Baseline Consumption (GWh) |  |  | Method | Last Year | Period | 2018 | 2019 | 2020 | 2021 | 2022 | 2023 | 2024 | 2025 | 2026 | 2027 | 2028 | 2029 | 2030 | 2031 | 2032 | 2033 | 2034 | 2035 | 2036 | 2037 | 2038 | 2039 | 2040 | 2041 | 2042 | 2043 | 2044 | 2045 | 2046 | 2047 | 2048 | 2049 | 2050
|  | CEC 2019 IEPR - Mid Demand | CAISO |  |  |  |  | 0 | 233355.3632 | 233843.534 | 235185.072 | 236868.7935 | 239182.9357 | 241347.2114 | 243469.3227 | 245529.4568 | 247495.0143 | 249511.3651 | 251403.1262 | 253282.3823 | 254644.3605 | 256006.3386 | 257368.3168 | 258730.295 | 260092.2731 | 261454.2513 | 262816.2294 | 264178.2076 | 265540.1857 | 266902.1639 | 268264.1421 | 269626.1202 | 270988.0984 | 272350.0765 | 273712.0547 | 275253.6054 | 276814.0395 | 278391.6171 | 279982.54 | 281579.2283
|  | CEC Pathways Baseload | CAISO |  |  |  |  | 0 | 233355.3632 | 233843.534 | 235185.072 | 236868.7935 | 239182.9357 | 241347.2114 | 243469.3227 | 245529.4568 | 247495.0143 | 249511.3651 | 251403.1262 | 253282.3823 | 253815.9247 | 254643.5215 | 255713.2023 | 256947.5099 | 258334.6541 | 259765.6299 | 261308.8547 | 262949.1155 | 264660.347 | 266427.7438 | 267809.9491 | 269235.3356 | 270697.6764 | 272191.7523 | 273712.0547 | 275253.6054 | 276814.0395 | 278391.6171 | 279982.54 | 281579.2283
|  | Active: CEC 2019 IEPR - Mid Demand | CAISO |  |  |  |  | 0 | 233355.3632 | 233843.534 | 235185.072 | 236868.7935 | 239182.9357 | 241347.2114 | 243469.3227 | 245529.4568 | 247495.0143 | 249511.3651 | 251403.1262 | 253282.3823 | 254644.3605 | 256006.3386 | 257368.3168 | 258730.295 | 260092.2731 | 261454.2513 | 262816.2294 | 264178.2076 | 265540.1857 | 266902.1639 | 268264.1421 | 269626.1202 | 270988.0984 | 272350.0765 | 273712.0547 | 275253.6054 | 276814.0395 | 278391.6171 | 279982.54 | 281579.2283
|  | Electric Vehicles (GWh) |  |  | Method | Last Year | Period | 2018 | 2019 | 2020 | 2021 | 2022 | 2023 | 2024 | 2025 | 2026 | 2027 | 2028 | 2029 | 2030 | 2031 | 2032 | 2033 | 2034 | 2035 | 2036 | 2037 | 2038 | 2039 | 2040 | 2041 | 2042 | 2043 | 2044 | 2045 | 2046 | 2047 | 2048 | 2049 | 2050
Light-Duty EVs
|  | CEC 2019 IEPR - Mid Demand | CAISO |  |  |  |  | 0 | 2695.0553 | 3745.2493 | 4888.5718 | 6064.009 | 7253.2857 | 8270.222 | 9177.7053 | 9875.5034 | 10493.9603 | 11114.1004 | 11754.554 | 12432.6095 | 13636.0806 | 14839.5517 | 16043.0228 | 17246.4939 | 18449.965 | 19653.4361 | 20856.9071 | 22060.3782 | 23263.8493 | 24467.3204 | 25670.7915 | 26874.2626 | 28077.7336 | 29281.2047 | 30484.6758 | 31173.6675 | 31775.4685 | 32297.357 | 32743.3286 | 33112.9111
|  | CEC Pathways High Biofuels | CAISO |  |  |  |  | 577.9967 | 883.5174 | 1109.6841 | 1461.3063 | 1946.3607 | 2601.8949 | 3502.6177 | 4527.0432 | 5861.8796 | 7103.5046 | 8304.1635 | 9600.924 | 11098.5158 | 12673.0181 | 14368.7848 | 16099.0238 | 17758.6115 | 19324.7948 | 20769.4939 | 22124.9586 | 23388.4343 | 24552.2059 | 25624.8651 | 26796.8552 | 27865.3434 | 28834.346 | 29707.0644 | 30484.6758 | 31173.6675 | 31775.4685 | 32297.357 | 32743.3286 | 33112.9111
|  | Active: CEC 2019 IEPR - Mid Demand | CAISO |  |  |  |  | 0 | 2695.0553 | 3745.2493 | 4888.5718 | 6064.009 | 7253.2857 | 8270.222 | 9177.7053 | 9875.5034 | 10493.9603 | 11114.1004 | 11754.554 | 12432.6095 | 13636.0806 | 14839.5517 | 16043.0228 | 17246.4939 | 18449.965 | 19653.4361 | 20856.9071 | 22060.3782 | 23263.8493 | 24467.3204 | 25670.7915 | 26874.2626 | 28077.7336 | 29281.2047 | 30484.6758 | 31173.6675 | 31775.4685 | 32297.357 | 32743.3286 | 33112.9111
Electric Buses
|  | CEC 2019 IEPR - Mid Demand | CAISO |  |  |  |  | 0 | 14.1012 | 22.4449 | 29.5787 | 36.276 | 43.733 | 50.9112 | 58.0853 | 66.7668 | 75.405 | 88.7111 | 127.7734 | 169.7779 | 286.6285 | 403.4792 | 520.3298 | 637.1804 | 754.0311 | 870.8817 | 987.7323 | 1104.5829 | 1221.4336 | 1338.2842 | 1455.1348 | 1571.9855 | 1688.8361 | 1805.6867 | 1922.5374 | 1918.1713 | 1911.3741 | 1906.0431 | 1898.6301 | 1889.5068
|  | CEC Pathways High Biofuels | CAISO |  |  |  |  | 9.5361 | 13.8804 | 17.8646 | 31.2881 | 55.5478 | 91.984 | 151.7108 | 243.8571 | 372.7646 | 524.5137 | 685.4663 | 849.6744 | 1009.0099 | 1161.8683 | 1300.1085 | 1419.2648 | 1522.8014 | 1612.1654 | 1687.2174 | 1751.8216 | 1803.3496 | 1845.0515 | 1876.0435 | 1899.8168 | 1912.7754 | 1920.114 | 1922.9002 | 1922.5374 | 1918.1713 | 1911.3741 | 1906.0431 | 1898.6301 | 1889.5068
|  | Active: CEC 2019 IEPR - Mid Demand | CAISO |  |  |  |  | 0 | 14.1012 | 22.4449 | 29.5787 | 36.276 | 43.733 | 50.9112 | 58.0853 | 66.7668 | 75.405 | 88.7111 | 127.7734 | 169.7779 | 286.6285 | 403.4792 | 520.3298 | 637.1804 | 754.0311 | 870.8817 | 987.7323 | 1104.5829 | 1221.4336 | 1338.2842 | 1455.1348 | 1571.9855 | 1688.8361 | 1805.6867 | 1922.5374 | 1918.1713 | 1911.3741 | 1906.0431 | 1898.6301 | 1889.5068
Other Medium/Heavy-Duty EVs
|  | CEC 2019 IEPR - Mid Demand | CAISO |  |  |  |  | 0 | 0.59506 | 2.3808 | 7.2064 | 7.4774 | 8.4726 | 13.2828 | 25.2045 | 51.6036 | 109.9952 | 217.2255 | 373.3616 | 569.9806 | 1322.5851 | 2075.1895 | 2827.794 | 3580.3985 | 4333.0029 | 5085.6074 | 5838.2119 | 6590.8164 | 7343.4208 | 8096.0253 | 8848.6298 | 9601.2343 | 10353.8387 | 11106.4432 | 11859.0477 | 12379.5897 | 12887.3969 | 13378.5164 | 13853.4986 | 14313.2865
|  | CEC Pathways High Biofuels | CAISO |  |  |  |  | 34.1012 | 53.0868 | 79.938 | 118.0882 | 180.342 | 247.543 | 399.8599 | 591.4856 | 830.4933 | 1106.2842 | 1422.7323 | 1794.7015 | 2207.6919 | 2677.7519 | 3185.8881 | 3727.7794 | 4328.2163 | 5020.0638 | 5748.5041 | 6545.8997 | 7361.1566 | 8181.0933 | 8983.3154 | 9594.6358 | 10191.6128 | 10769.5484 | 11322.8414 | 11859.0477 | 12379.5897 | 12887.3969 | 13378.5164 | 13853.4986 | 14313.2865
|  | Active: CEC 2019 IEPR - Mid Demand | CAISO |  |  |  |  | 0 | 0.59506 | 2.3808 | 7.2064 | 7.4774 | 8.4726 | 13.2828 | 25.2045 | 51.6036 | 109.9952 | 217.2255 | 373.3616 | 569.9806 | 1322.5851 | 2075.1895 | 2827.794 | 3580.3985 | 4333.0029 | 5085.6074 | 5838.2119 | 6590.8164 | 7343.4208 | 8096.0253 | 8848.6298 | 9601.2343 | 10353.8387 | 11106.4432 | 11859.0477 | 12379.5897 | 12887.3969 | 13378.5164 | 13853.4986 | 14313.2865
Total Electric Vehicles
|  | CEC 2019 IEPR - Mid Demand | CAISO |  |  |  |  | 0 | 2709.7515 | 3770.0751 | 4925.3569 | 6107.7624 | 7305.4913 | 8334.416 | 9260.9951 | 9993.8738 | 10679.3605 | 11420.0369 | 12255.689 | 13172.368 | 15245.2942 | 17318.2204 | 19391.1466 | 21464.0728 | 23536.999 | 25609.9252 | 27682.8513 | 29755.7775 | 31828.7037 | 33901.6299 | 35974.5561 | 38047.4823 | 40120.4085 | 42193.3347 | 44266.2608 | 45471.4285 | 46574.2396 | 47581.9165 | 48495.4573 | 49315.7044
|  | CEC Pathways High Biofuels | CAISO |  |  |  |  | 621.634 | 950.4846 | 1207.4867 | 1610.6827 | 2182.2505 | 2941.4218 | 4054.1884 | 5362.3858 | 7065.1375 | 8734.3025 | 10412.3621 | 12245.2999 | 14315.2176 | 16512.6383 | 18854.7814 | 21246.068 | 23609.6293 | 25957.024 | 28205.2154 | 30422.68 | 32552.9405 | 34578.3507 | 36484.224 | 38291.3077 | 39969.7316 | 41524.0084 | 42952.806 | 44266.2608 | 45471.4285 | 46574.2396 | 47581.9165 | 48495.4573 | 49315.7044
|  | Active: CEC 2019 IEPR - Mid Demand | CAISO |  |  |  |  | 0 | 2709.7515 | 3770.0751 | 4925.3569 | 6107.7624 | 7305.4913 | 8334.416 | 9260.9951 | 9993.8738 | 10679.3605 | 11420.0369 | 12255.689 | 13172.368 | 15245.2942 | 17318.2204 | 19391.1466 | 21464.0728 | 23536.999 | 25609.9252 | 27682.8513 | 29755.7775 | 31828.7037 | 33901.6299 | 35974.5561 | 38047.4823 | 40120.4085 | 42193.3347 | 44266.2608 | 45471.4285 | 46574.2396 | 47581.9165 | 48495.4573 | 49315.7044
|  | Other Transport Electrification (GWh) |  |  | Method | Last Year | Period | 2018 | 2019 | 2020 | 2021 | 2022 | 2023 | 2024 | 2025 | 2026 | 2027 | 2028 | 2029 | 2030 | 2031 | 2032 | 2033 | 2034 | 2035 | 2036 | 2037 | 2038 | 2039 | 2040 | 2041 | 2042 | 2043 | 2044 | 2045 | 2046 | 2047 | 2048 | 2049 | 2050
|  | CEC 2019 IEPR - Mid Demand | CAISO |  |  |  |  | 0 | 73.3624 | 176.8765 | 287.2546 | 405.7028 | 527.6758 | 654.4017 | 784.4285 | 918.8981 | 1059.612 | 1206.3646 | 1306.879 | 1410.5966 | 2187.8859 | 2965.1752 | 3742.4645 | 4519.7538 | 5297.0431 | 6074.3324 | 6851.6217 | 7628.911 | 8406.2002 | 9183.4895 | 9960.7788 | 10738.0681 | 11515.3574 | 12292.6467 | 13069.936 | 13813.5648 | 14564.6067 | 15322.7774 | 16087.7813 | 16859.2839
|  | CEC Pathways High Biofuels | CAISO |  |  |  |  | 689.2938 | 827.386 | 1100.3549 | 1296.5686 | 1498.3834 | 1706.1567 | 1926.4988 | 2152.2593 | 2392.9501 | 2637.8586 | 2887.3318 | 3140.8055 | 3398.4304 | 3932.4723 | 4488.7505 | 5057.8159 | 5640.3589 | 6234.9937 | 6856.9314 | 7491.8926 | 8139.7399 | 8800.2778 | 9473.3272 | 10175.4453 | 10886.4616 | 11606.0799 | 12334.0058 | 13069.936 | 13813.5648 | 14564.6067 | 15322.7774 | 16087.7813 | 16859.2839
|  | Active: CEC 2019 IEPR - Mid Demand | CAISO |  |  |  |  | 0 | 73.3624 | 176.8765 | 287.2546 | 405.7028 | 527.6758 | 654.4017 | 784.4285 | 918.8981 | 1059.612 | 1206.3646 | 1306.879 | 1410.5966 | 2187.8859 | 2965.1752 | 3742.4645 | 4519.7538 | 5297.0431 | 6074.3324 | 6851.6217 | 7628.911 | 8406.2002 | 9183.4895 | 9960.7788 | 10738.0681 | 11515.3574 | 12292.6467 | 13069.936 | 13813.5648 | 14564.6067 | 15322.7774 | 16087.7813 | 16859.2839
|  | Building Electrification (GWh) |  |  | Method | Last Year | Period | 2018 | 2019 | 2020 | 2021 | 2022 | 2023 | 2024 | 2025 | 2026 | 2027 | 2028 | 2029 | 2030 | 2031 | 2032 | 2033 | 2034 | 2035 | 2036 | 2037 | 2038 | 2039 | 2040 | 2041 | 2042 | 2043 | 2044 | 2045 | 2046 | 2047 | 2048 | 2049 | 2050
Residential Space Heating
|  | None Through 2030 | CAISO |  |  |  |  | 0 | 0 | 0 | 0 | 0 | 0 | 0 | 0 | 0 | 0 | 0 | 0 | 0 | 445.7916 | 891.5832 | 1337.3748 | 1783.1664 | 2228.958 | 2674.7496 | 3120.5412 | 3566.3328 | 4012.1244 | 4457.916 | 4903.7076 | 5349.4992 | 5795.2908 | 6241.0824 | 6686.874 | 7010.3149 | 7301.1066 | 7557.3948 | 7777.5366 | 7959.9964
|  | CEC Pathways High Biofuels | CAISO |  |  |  |  | 0 | 0 | 0 | 0 | 0 | 0 | 0 | -4.8693 | 7.7108 | 52.9675 | 146.1838 | 299.0292 | 520.4488 | 809.562 | 1164.5729 | 1571.0565 | 2005.0001 | 2454.584 | 2905.5278 | 3358.3072 | 3811.6088 | 4261.0015 | 4702.9257 | 5135.1979 | 5553.7079 | 5954.6164 | 6333.6674 | 6686.874 | 7010.3149 | 7301.1066 | 7557.3948 | 7777.5366 | 7959.9964
|  | Active: None Through 2030 | CAISO |  |  |  |  | 0 | 0 | 0 | 0 | 0 | 0 | 0 | 0 | 0 | 0 | 0 | 0 | 0 | 445.7916 | 891.5832 | 1337.3748 | 1783.1664 | 2228.958 | 2674.7496 | 3120.5412 | 3566.3328 | 4012.1244 | 4457.916 | 4903.7076 | 5349.4992 | 5795.2908 | 6241.0824 | 6686.874 | 7010.3149 | 7301.1066 | 7557.3948 | 7777.5366 | 7959.9964
Residential Water Heating
|  | None Through 2030 | CAISO |  |  |  |  | 0 | 0 | 0 | 0 | 0 | 0 | 0 | 0 | 0 | 0 | 0 | 0 | 0 | 733.3223 | 1466.6447 | 2199.967 | 2933.2894 | 3666.6117 | 4399.934 | 5133.2564 | 5866.5787 | 6599.9011 | 7333.2234 | 8066.5458 | 8799.8681 | 9533.1904 | 10266.5128 | 10999.8351 | 11184.7408 | 11326.7146 | 11435.3672 | 11518.7403 | 11582.5175
|  | CEC Pathways High Biofuels | CAISO |  |  |  |  | 0 | 0 | 0 | 0 | 0 | 0 | 0 | 55.1282 | 171.1308 | 368.2736 | 664.443 | 1071.5075 | 1595.3131 | 2227.9226 | 2956.581 | 3755.7001 | 4590.24 | 5436.4634 | 6267.5469 | 7066.2167 | 7816.0102 | 8500.6309 | 9109.4909 | 9639.4698 | 10088.8896 | 10460.8402 | 10761.6961 | 10999.8351 | 11184.7408 | 11326.7146 | 11435.3672 | 11518.7403 | 11582.5175
|  | Active: None Through 2030 | CAISO |  |  |  |  | 0 | 0 | 0 | 0 | 0 | 0 | 0 | 0 | 0 | 0 | 0 | 0 | 0 | 733.3223 | 1466.6447 | 2199.967 | 2933.2894 | 3666.6117 | 4399.934 | 5133.2564 | 5866.5787 | 6599.9011 | 7333.2234 | 8066.5458 | 8799.8681 | 9533.1904 | 10266.5128 | 10999.8351 | 11184.7408 | 11326.7146 | 11435.3672 | 11518.7403 | 11582.5175
Residential Cooking
|  | None Through 2030 | CAISO |  |  |  |  | 0 | 0 | 0 | 0 | 0 | 0 | 0 | 0 | 0 | 0 | 0 | 0 | 0 | 182.251 | 364.502 | 546.753 | 729.004 | 911.255 | 1093.506 | 1275.757 | 1458.008 | 1640.259 | 1822.51 | 2004.761 | 2187.012 | 2369.263 | 2551.514 | 2733.765 | 2920.6112 | 3106.0696 | 3289.2416 | 3469.1641 | 3644.5569
|  | CEC Pathways High Biofuels | CAISO |  |  |  |  | 0 | 0 | 0 | 0 | 0 | 0 | 0 | 67.7678 | 149.7778 | 241.4336 | 337.5706 | 434.3303 | 531.9966 | 629.6967 | 730.7906 | 836.2216 | 945.7686 | 1065.3988 | 1196.6866 | 1340.3228 | 1494.3905 | 1655.9861 | 1823.7721 | 1997.9376 | 2177.2616 | 2360.594 | 2546.6073 | 2733.765 | 2920.6112 | 3106.0696 | 3289.2416 | 3469.1641 | 3644.5569
|  | Active: None Through 2030 | CAISO |  |  |  |  | 0 | 0 | 0 | 0 | 0 | 0 | 0 | 0 | 0 | 0 | 0 | 0 | 0 | 182.251 | 364.502 | 546.753 | 729.004 | 911.255 | 1093.506 | 1275.757 | 1458.008 | 1640.259 | 1822.51 | 2004.761 | 2187.012 | 2369.263 | 2551.514 | 2733.765 | 2920.6112 | 3106.0696 | 3289.2416 | 3469.1641 | 3644.5569
Residential Clothes Drying
|  | None Through 2030 | CAISO |  |  |  |  | 0 | 0 | 0 | 0 | 0 | 0 | 0 | 0 | 0 | 0 | 0 | 0 | 0 | 86.3227 | 172.6455 | 258.9682 | 345.2909 | 431.6136 | 517.9364 | 604.2591 | 690.5818 | 776.9045 | 863.2273 | 949.55 | 1035.8727 | 1122.1954 | 1208.5182 | 1294.8409 | 1531.3169 | 1768.3715 | 2002.7877 | 2231.0361 | 2449.1999
|  | CEC Pathways High Biofuels | CAISO |  |  |  |  | 0 | 0 | 0 | 0 | 0 | 0 | 0 | -27.1577 | -65.2368 | -111.9714 | -165.2955 | -223.255 | -281.9775 | -339.0782 | -388.5585 | -423.8326 | -436.1278 | -411.7628 | -346.5829 | -243.3728 | -109.6577 | 46.8814 | 221.7219 | 413.1271 | 618.4905 | 835.5544 | 1061.9149 | 1294.8409 | 1531.3169 | 1768.3715 | 2002.7877 | 2231.0361 | 2449.1999
|  | Active: None Through 2030 | CAISO |  |  |  |  | 0 | 0 | 0 | 0 | 0 | 0 | 0 | 0 | 0 | 0 | 0 | 0 | 0 | 86.3227 | 172.6455 | 258.9682 | 345.2909 | 431.6136 | 517.9364 | 604.2591 | 690.5818 | 776.9045 | 863.2273 | 949.55 | 1035.8727 | 1122.1954 | 1208.5182 | 1294.8409 | 1531.3169 | 1768.3715 | 2002.7877 | 2231.0361 | 2449.1999
Commercial Space Heating
|  | None Through 2030 | CAISO |  |  |  |  | 0 | 0 | 0 | 0 | 0 | 0 | 0 | 0 | 0 | 0 | 0 | 0 | 0 | 178.0125 | 356.025 | 534.0375 | 712.05 | 890.0625 | 1068.0749 | 1246.0874 | 1424.0999 | 1602.1124 | 1780.1249 | 1958.1374 | 2136.1499 | 2314.1624 | 2492.1749 | 2670.1874 | 2862.3226 | 3050.6472 | 3234.0736 | 3411.4934 | 3581.8509
|  | CEC Pathways High Biofuels | CAISO |  |  |  |  | 0 | 0 | 0 | 0 | 0 | 0 | 0 | -32.4406 | -60.6827 | -75.6791 | -68.5288 | -32.7501 | 34.4042 | 131.9369 | 256.0376 | 401.5511 | 563.2283 | 736.5267 | 917.9949 | 1105.1463 | 1296.2754 | 1490.2035 | 1686.0944 | 1883.2428 | 2080.9822 | 2278.5876 | 2475.2962 | 2670.1874 | 2862.3226 | 3050.6472 | 3234.0736 | 3411.4934 | 3581.8509
|  | Active: None Through 2030 | CAISO |  |  |  |  | 0 | 0 | 0 | 0 | 0 | 0 | 0 | 0 | 0 | 0 | 0 | 0 | 0 | 178.0125 | 356.025 | 534.0375 | 712.05 | 890.0625 | 1068.0749 | 1246.0874 | 1424.0999 | 1602.1124 | 1780.1249 | 1958.1374 | 2136.1499 | 2314.1624 | 2492.1749 | 2670.1874 | 2862.3226 | 3050.6472 | 3234.0736 | 3411.4934 | 3581.8509
Commercial Water Heating
|  | None Through 2030 | CAISO |  |  |  |  | 0 | 0 | 0 | 0 | 0 | 0 | 0 | 0 | 0 | 0 | 0 | 0 | 0 | 415.0172 | 830.0345 | 1245.0517 | 1660.0689 | 2075.0862 | 2490.1034 | 2905.1206 | 3320.1379 | 3735.1551 | 4150.1723 | 4565.1896 | 4980.2068 | 5395.224 | 5810.2413 | 6225.2585 | 6457.8536 | 6660.788 | 6837.2336 | 6990.8923 | 7125.6341
|  | CEC Pathways High Biofuels | CAISO |  |  |  |  | 0 | 0 | 0 | 0 | 0 | 0 | 0 | 15.7514 | 49.9283 | 114.7041 | 222.7952 | 384.6461 | 605.9258 | 886.1679 | 1219.1887 | 1595.0437 | 2002.4462 | 2430.5352 | 2869.7764 | 3311.887 | 3749.6087 | 4176.3155 | 4586.0215 | 4973.2765 | 5333.5275 | 5663.3526 | 5960.7575 | 6225.2585 | 6457.8536 | 6660.788 | 6837.2336 | 6990.8923 | 7125.6341
|  | Active: None Through 2030 | CAISO |  |  |  |  | 0 | 0 | 0 | 0 | 0 | 0 | 0 | 0 | 0 | 0 | 0 | 0 | 0 | 415.0172 | 830.0345 | 1245.0517 | 1660.0689 | 2075.0862 | 2490.1034 | 2905.1206 | 3320.1379 | 3735.1551 | 4150.1723 | 4565.1896 | 4980.2068 | 5395.224 | 5810.2413 | 6225.2585 | 6457.8536 | 6660.788 | 6837.2336 | 6990.8923 | 7125.6341
Commercial Cooking
|  | None Through 2030 | CAISO |  |  |  |  | 0 | 0 | 0 | 0 | 0 | 0 | 0 | 0 | 0 | 0 | 0 | 0 | 0 | 299.5082 | 599.0164 | 898.5246 | 1198.0328 | 1497.5409 | 1797.0491 | 2096.5573 | 2396.0655 | 2695.5737 | 2995.0819 | 3294.5901 | 3594.0983 | 3893.6065 | 4193.1146 | 4492.6228 | 5052.1409 | 5576.1721 | 6047.7137 | 6456.2053 | 6798.8702
|  | CEC Pathways High Biofuels | CAISO |  |  |  |  | 0 | 0 | 0 | 0 | 0 | 0 | 0 | 1.1627 | 2.5634 | 4.5223 | 7.3928 | 11.582 | 17.611 | 26.3807 | 40.1237 | 64.9605 | 115.8073 | 219.0977 | 399.785 | 661.0486 | 989.9334 | 1374.0709 | 1806.4076 | 2282.855 | 2799.0846 | 3347.9678 | 3917.9417 | 4492.6228 | 5052.1409 | 5576.1721 | 6047.7137 | 6456.2053 | 6798.8702
|  | Active: None Through 2030 | CAISO |  |  |  |  | 0 | 0 | 0 | 0 | 0 | 0 | 0 | 0 | 0 | 0 | 0 | 0 | 0 | 299.5082 | 599.0164 | 898.5246 | 1198.0328 | 1497.5409 | 1797.0491 | 2096.5573 | 2396.0655 | 2695.5737 | 2995.0819 | 3294.5901 | 3594.0983 | 3893.6065 | 4193.1146 | 4492.6228 | 5052.1409 | 5576.1721 | 6047.7137 | 6456.2053 | 6798.8702
Total Building Electrification
|  | None Through 2030 | CAISO |  |  |  |  | 0 | 0 | 0 | 0 | 0 | 0 | 0 | 0 | 0 | 0 | 0 | 0 | 0 | 2340.2256 | 4680.4512 | 7020.6767 | 9360.9023 | 11701.1279 | 14041.3535 | 16381.579 | 18721.8046 | 21062.0302 | 23402.2558 | 25742.4814 | 28082.7069 | 30422.9325 | 32763.1581 | 35103.3837 | 37019.301 | 38789.8696 | 40403.8121 | 41855.0682 | 43142.6259
|  | CEC Pathways High Biofuels | CAISO |  |  |  |  | 0 | 0 | 0 | 0 | 0 | 0 | 0 | 75.3426 | 255.1915 | 594.2506 | 1144.5611 | 1945.09 | 3023.7221 | 4372.5886 | 5978.736 | 7800.7009 | 9786.3627 | 11930.8429 | 14210.7347 | 16599.5557 | 19048.1694 | 21505.0898 | 23936.4342 | 26325.1067 | 28651.9437 | 30901.5129 | 33057.881 | 35103.3837 | 37019.301 | 38789.8696 | 40403.8121 | 41855.0682 | 43142.6259
|  | Active: None Through 2030 | CAISO |  |  |  |  | 0 | 0 | 0 | 0 | 0 | 0 | 0 | 0 | 0 | 0 | 0 | 0 | 0 | 2340.2256 | 4680.4512 | 7020.6767 | 9360.9023 | 11701.1279 | 14041.3535 | 16381.579 | 18721.8046 | 21062.0302 | 23402.2558 | 25742.4814 | 28082.7069 | 30422.9325 | 32763.1581 | 35103.3837 | 37019.301 | 38789.8696 | 40403.8121 | 41855.0682 | 43142.6259
|  | Hydrogen Production (GWh) | [5 empty] | 2018 | 2019 | 2020 | 2021 | 2022 | 2023 | 2024 | 2025 | 2026 | 2027 | 2028 | 2029 | 2030 | 2031 | 2032 | 2033 | 2034 | 2035 | 2036 | 2037 | 2038 | 2039 | 2040 | 2041 | 2042 | 2043 | 2044 | 2045 | 2046 | 2047 | 2048 | 2049 | 2050
|  | No Hydrogen | CAISO |  |  |  |  | 0 | 0 | 0 | 0 | 0 | 0 | 0 | 0 | 0 | 0 | 0 | 0 | 0 | 0 | 0 | 0 | 0 | 0 | 0 | 0 | 0 | 0 | 0 | 0 | 0 | 0 | 0 | 0 | 0 | 0 | 0 | 0 | 0
|  | None Through 2030 | CAISO |  |  |  |  | 0 | 0 | 0 | 0 | 0 | 0 | 0 | 0 | 0 | 0 | 0 | 0 | 0 | 65.7603 | 131.5205 | 197.2808 | 263.0411 | 328.8013 | 394.5616 | 460.3219 | 526.0821 | 591.8424 | 657.6027 | 723.3629 | 789.1232 | 854.8835 | 920.6437 | 986.404 | 1005.9108 | 1023.2655 | 1038.3007 | 1051.6475 | 1063.7343
|  | CEC Pathways High Biofuels | CAISO |  |  |  |  | 144.4729 | 168.4808 | 202.8477 | 257.9069 | 331.1521 | 417.7761 | 520.6881 | 636.1022 | 611.1319 | 596.2432 | 585.8425 | 580.6014 | 578.6906 | 588.4656 | 603.7173 | 622.3809 | 645.2951 | 672.8818 | 702.2583 | 735.1257 | 770.7983 | 809.1733 | 849.1123 | 880.6399 | 911.0017 | 939.1098 | 964.2083 | 986.404 | 1005.9108 | 1023.2655 | 1038.3007 | 1051.6475 | 1063.7343
|  | CEC Pathways High Electrification | CAISO |  |  |  |  | 173.0538 | 224.6467 | 275.6752 | 357.9104 | 499.4965 | 694.5083 | 967.1823 | 1285.7432 | 1562.6218 | 1843.8045 | 2159.1517 | 3052.0364 | 4476.0925 | 6237.0579 | 7827.9465 | 9366.6868 | 10977.3628 | 12839.2957 | 14951.5309 | 17283.5439 | 19672.1278 | 21992.4054 | 24143.26 | 26065.0591 | 27808.9728 | 29367.8454 | 30730.6853 | 31912.9214 | 32933.0643 | 33802.9055 | 34542.459 | 35148.8071 | 35635.8037
|  | CEC Pathways High Hydrogen | CAISO |  |  |  |  | 173.8501 | 226.4946 | 278.8401 | 362.587 | 505.8109 | 702.0906 | 977.0069 | 1297.8942 | 1577.5741 | 1862.6404 | 2185.0226 | 3094.0371 | 4558.5352 | 6420.9324 | 8274.5487 | 10471.0552 | 13667.4311 | 18913.0358 | 26211.401 | 34908.0642 | 43825.0456 | 52448.1412 | 60591.5369 | 67494.0625 | 73815.2943 | 79550.7184 | 84660.6157 | 89226.1164 | 93309.1863 | 96955.4093 | 100207.0813 | 103033.9165 | 105457.9756
|  | Active: No Hydrogen | CAISO |  |  |  |  | 0 | 0 | 0 | 0 | 0 | 0 | 0 | 0 | 0 | 0 | 0 | 0 | 0 | 0 | 0 | 0 | 0 | 0 | 0 | 0 | 0 | 0 | 0 | 0 | 0 | 0 | 0 | 0 | 0 | 0 | 0 | 0 | 0
|  | Energy Efficiency (GWh) |  |  | Method | Last Year | Period | 2018 | 2019 | 2020 | 2021 | 2022 | 2023 | 2024 | 2025 | 2026 | 2027 | 2028 | 2029 | 2030 | 2031 | 2032 | 2033 | 2034 | 2035 | 2036 | 2037 | 2038 | 2039 | 2040 | 2041 | 2042 | 2043 | 2044 | 2045 | 2046 | 2047 | 2048 | 2049 | 2050
|  | CEC 2019 IEPR - Mid Mid AAEE | CAISO |  |  |  |  | 0 | 0 | 1091.5571 | 1988.4365 | 2926.7493 | 4070.9164 | 5133.0185 | 6148.1743 | 7079.4547 | 7914.5582 | 8706.7795 | 9468.1853 | 10228.8178 | 11458.8178 | 12688.8178 | 13918.8178 | 15148.8178 | 16378.8178 | 17608.8178 | 18838.8178 | 20068.8178 | 21298.8178 | 22528.8178 | 23758.8178 | 24988.8178 | 26218.8178 | 27448.8178 | 28678.8178 | 29908.8178 | 31138.8178 | 32368.8178 | 33598.8178 | 34828.8178
|  | CEC Pathways Baseload | CAISO |  | Linear interpolation 2030-2050 |  |  | 0 | 0 | 1091.5571 | 1988.4365 | 2926.7493 | 4070.9164 | 5133.0185 | 6148.1743 | 7079.4547 | 7914.5582 | 8706.7795 | 9468.1853 | 10228.8178 | 11458.8178 | 12688.8178 | 13918.8178 | 15148.8178 | 16378.8178 | 17608.8178 | 18838.8178 | 20068.8178 | 21298.8178 | 22528.8178 | 23758.8178 | 24988.8178 | 26218.8178 | 27448.8178 | 28678.8178 | 29908.8178 | 31138.8178 | 32368.8178 | 33598.8178 | 34828.8178
|  | No New DER | CAISO |  |  |  |  | 0 | 0 | 1091.5571 | 1091.5571 | 1091.5571 | 1091.5571 | 1091.5571 | 1091.5571 | 1091.5571 | 1091.5571 | 1091.5571 | 1091.5571 | 1091.5571 | 1091.5571 | 1091.5571 | 1091.5571 | 1091.5571 | 1091.5571 | 1091.5571 | 1091.5571 | 1091.5571 | 1091.5571 | 1091.5571 | 1091.5571 | 1091.5571 | 1091.5571 | 1091.5571 | 1091.5571 | 1091.5571 | 1091.5571 | 1091.5571 | 1091.5571 | 1091.5571
|  | Active: No New DER | CAISO |  |  |  |  | 0 | 0 | 1091.5571 | 1091.5571 | 1091.5571 | 1091.5571 | 1091.5571 | 1091.5571 | 1091.5571 | 1091.5571 | 1091.5571 | 1091.5571 | 1091.5571 | 1091.5571 | 1091.5571 | 1091.5571 | 1091.5571 | 1091.5571 | 1091.5571 | 1091.5571 | 1091.5571 | 1091.5571 | 1091.5571 | 1091.5571 | 1091.5571 | 1091.5571 | 1091.5571 | 1091.5571 | 1091.5571 | 1091.5571 | 1091.5571 | 1091.5571 | 1091.5571
|  | Baseline Load Net of EE (GWh) | [5 empty] | 2018 | 2019 | 2020 | 2021 | 2022 | 2023 | 2024 | 2025 | 2026 | 2027 | 2028 | 2029 | 2030 | 2031 | 2032 | 2033 | 2034 | 2035 | 2036 | 2037 | 2038 | 2039 | 2040 | 2041 | 2042 | 2043 | 2044 | 2045 | 2046 | 2047 | 2048 | 2049 | 2050
|  | CEC Pathways Baseload | CAISO |  |  |  |  | 235855.6909 | 236606.6 | 236331.4076 | 234893.4612 | 233117.3775 | 231005.6474 | 228575.6679 | 226421.3582 | 224117.5891 | 221905.5681 | 219896.8737 | 218140.9376 | 216672.3455 | 215975.8879 | 215573.4848 | 215413.1655 | 215417.4732 | 215574.6173 | 215775.5931 | 216088.818 | 216499.0787 | 216980.3102 | 217517.707 | 217669.9123 | 217865.2988 | 218097.6396 | 218361.7156 | 218652.0179 | 218963.5686 | 219294.0028 | 219641.5803 | 220002.5032 | 220369.1915
|  | Behind-the-Meter PV (GWh) |  |  | Method | Last Year | Period | 2018 | 2019 | 2020 | 2021 | 2022 | 2023 | 2024 | 2025 | 2026 | 2027 | 2028 | 2029 | 2030 | 2031 | 2032 | 2033 | 2034 | 2035 | 2036 | 2037 | 2038 | 2039 | 2040 | 2041 | 2042 | 2043 | 2044 | 2045 | 2046 | 2047 | 2048 | 2049 | 2050
Commited BTM PV (AAPV embedded)
|  | CEC 2019 IEPR - Mid PV + Mid-Mid AAPV | CAISO |  | Linear | 2030 | 5 | 0 | 14934.3086 | 17496.9289 | 20379.3226 | 23018.3484 | 25276.8533 | 27271.6901 | 29078.4503 | 30768.0448 | 32392.9088 | 33986.088 | 35563.7581 | 37136.0055 | 38747.5165 | 40359.0276 | 41970.5386 | 43582.0496 | 45193.5607 | 46805.0717 | 48416.5827 | 50028.0938 | 51639.6048 | 53251.1158 | 54862.6269 | 56474.1379 | 58085.6489 | 59697.16 | 61308.671 | 62920.182 | 64531.6931 | 66143.2041 | 67754.7151 | 69366.2262
|  | CEC 2019 IEPR - Mid PV Baseline | [5 empty] | - | 14934 | 17363 | 19999 | 22378 | 24367 | 26095 | 27637 | 29071 | 30449 | 31801 | 33141 | 34479 | 35328 | 36647 | 37968 | 39287 | 40607 | 41927 | 43247 | 44567 | 45887 | 47207 | 48527 | 49846 | 51167 | 52486 | 53807 | 55126 | 56447 | 57766 | 59086 | 60406
| From the 2018 Adjustment Spreadsheet | CEC 2018 IEPR - Mid-Mid AAPV | [5 empty] | - | - | 134 | 380 | 640 | 910 | 1177 | 1441 | 1697 | 1944 | 2185 | 2423 | 2657 | 3420 | 3712 | 4003 | 4295 | 4587 | 4878 | 5170 | 5461 | 5753 | 6044 | 6336 | 6628 | 6919 | 7211 | 7502 | 7794 | 8085 | 8377 | 8669 | 8960
| AAPV is for PV adoptions due to 2019 Title 24 regulations. Use the 2018 forecast here because CEC mentions "AAPV assumptions same as 2017 &2018 AAPV forecast". https://www.energy.ca.gov/sites/default/files/2019-12/1c_S.%20Konala_CED%202019%20Prelim_BTM%20PV%20Forecast_ada.pdf | No New DER | CAISO |  |  |  |  | 0 | 14934.3086 | 15068.3086 | 15314.3086 | 15574.3086 | 15844.3086 | 16111.3086 | 16375.3086 | 16631.3086 | 16878.3086 | 17119.3086 | 17357.3086 | 17591.3086 | 18354.3086 | 18646.3086 | 18937.3086 | 19229.3086 | 19521.3086 | 19812.3086 | 20104.3086 | 20395.3086 | 20687.3086 | 20978.3086 | 21270.3086 | 21562.3086 | 21853.3086 | 22145.3086 | 22436.3086 | 22728.3086 | 23019.3086 | 23311.3086 | 23603.3086 | 23894.3086
|  | Active: No New DER | [5 empty] | 0 | 14934.3086 | 15068.3086 | 15314.3086 | 15574.3086 | 15844.3086 | 16111.3086 | 16375.3086 | 16631.3086 | 16878.3086 | 17119.3086 | 17357.3086 | 17591.3086 | 18354.3086 | 18646.3086 | 18937.3086 | 19229.3086 | 19521.3086 | 19812.3086 | 20104.3086 | 20395.3086 | 20687.3086 | 20978.3086 | 21270.3086 | 21562.3086 | 21853.3086 | 22145.3086 | 22436.3086 | 22728.3086 | 23019.3086 | 23311.3086 | 23603.3086 | 23894.3086
|  | Behind-the-Meter CHP (GWh) | [5 empty] | 2018 | 2019 | 2020 | 2021 | 2022 | 2023 | 2024 | 2025 | 2026 | 2027 | 2028 | 2029 | 2030 | 2031 | 2032 | 2033 | 2034 | 2035 | 2036 | 2037 | 2038 | 2039 | 2040 | 2041 | 2042 | 2043 | 2044 | 2045 | 2046 | 2047 | 2048 | 2049 | 2050
|  | CEC 2019 IEPR - Mid Demand | CAISO |  |  |  |  | 0 | 12334.8007 | 12330.8476 | 12326.9179 | 12323.0117 | 12319.1286 | 12315.2686 | 12311.4314 | 12307.617 | 12303.8251 | 12300.0556 | 12296.3083 | 12292.583 | 11063.3247 | 9834.0664 | 8604.8081 | 7375.5498 | 6146.2915 | 4917.0332 | 3687.7749 | 2458.5166 | 1229.2583 | 0 | 0 | 0 | 0 | 0 | 0 | 0 | 0 | 0 | 0 | 0
|  | No New DER | [5 empty] | 0 | 12334.8007 | 12330.8476 | 12326.9179 | 12323.0117 | 12319.1286 | 12315.2686 | 12311.4314 | 12307.617 | 12303.8251 | 12300.0556 | 12296.3083 | 12292.583 | 11063.3247 | 9834.0664 | 8604.8081 | 7375.5498 | 6146.2915 | 4917.0332 | 3687.7749 | 2458.5166 | 1229.2583 | 0 | 0 | 0 | 0 | 0 | 0 | 0 | 0 | 0 | 0 | 0
|  | Active: No New DER | [5 empty] | 0 | 12334.8007 | 12330.8476 | 12326.9179 | 12323.0117 | 12319.1286 | 12315.2686 | 12311.4314 | 12307.617 | 12303.8251 | 12300.0556 | 12296.3083 | 12292.583 | 11063.3247 | 9834.0664 | 8604.8081 | 7375.5498 | 6146.2915 | 4917.0332 | 3687.7749 | 2458.5166 | 1229.2583 | 0 | 0 | 0 | 0 | 0 | 0 | 0 | 0 | 0 | 0 | 0
|  | Non-PV Non-CHP Self Generation (Includes Storage Losses) (GWh) | [5 empty] | 2018 | 2019 | 2020 | 2021 | 2022 | 2023 | 2024 | 2025 | 2026 | 2027 | 2028 | 2029 | 2030 | 2031 | 2032 | 2033 | 2034 | 2035 | 2036 | 2037 | 2038 | 2039 | 2040 | 2041 | 2042 | 2043 | 2044 | 2045 | 2046 | 2047 | 2048 | 2049 | 2050
Non-PV Non-CHP Self Generation
|  | CEC 2019 IEPR - Mid Demand | CAISO |  | Linear | 2030 | 5 | 0 | 312.9226 | 331.1525 | 348.7097 | 364.6806 | 380.4379 | 396.0503 | 411.5467 | 426.9407 | 442.2434 | 457.2874 | 472.1866 | 486.9517 | 502.0327 | 517.1137 | 532.1947 | 547.2757 | 562.3568 | 577.4378 | 592.5188 | 607.5998 | 622.6808 | 637.7618 | 652.8428 | 667.9238 | 683.0048 | 698.0858 | 713.1668 | 728.2478 | 743.3288 | 758.4098 | 773.4908 | 788.5718
Storage Losses
|  | CEC 2019 IEPR - Mid Demand | CAISO |  | Linear | 2030 | 5 | 0 | -25.8261 | -34.2441 | -43.161 | -52.3993 | -61.8978 | -71.5982 | -81.4506 | -91.4157 | -101.4664 | -111.583 | -121.7481 | -131.9436 | -142.0422 | -152.1408 | -162.2394 | -172.338 | -182.4366 | -192.5352 | -202.6338 | -212.7324 | -222.831 | -232.9295 | -243.0281 | -253.1267 | -263.2253 | -273.3239 | -283.4225 | -293.5211 | -303.6197 | -313.7183 | -323.8169 | -333.9155
Non-PV Non-CHP Self Generation (Includes Storage Losses)
|  | CEC 2019 IEPR - Mid Demand | CAISO |  | Linear | 2030 | 5 | 0 | 287.0965 | 296.9084 | 305.5487 | 312.2814 | 318.54 | 324.4521 | 330.0961 | 335.5249 | 340.7769 | 345.7044 | 350.4385 | 355.0082 | 359.9906 | 364.973 | 369.9554 | 374.9378 | 379.9202 | 384.9026 | 389.885 | 394.8674 | 399.8498 | 404.8322 | 409.8146 | 414.797 | 419.7794 | 424.7618 | 429.7442 | 434.7266 | 439.7091 | 444.6915 | 449.6739 | 454.6563
|  | No New DER | [5 empty] | 0 | 287.0965 | 287.0965 | 287.0965 | 287.0965 | 287.0965 | 287.0965 | 287.0965 | 287.0965 | 287.0965 | 287.0965 | 287.0965 | 287.0965 | 287.0965 | 287.0965 | 287.0965 | 287.0965 | 287.0965 | 287.0965 | 287.0965 | 287.0965 | 287.0965 | 287.0965 | 287.0965 | 287.0965 | 287.0965 | 287.0965 | 287.0965 | 287.0965 | 287.0965 | 287.0965 | 287.0965 | 287.0965
|  | Active: No New DER | [5 empty] | 0 | 287.0965 | 287.0965 | 287.0965 | 287.0965 | 287.0965 | 287.0965 | 287.0965 | 287.0965 | 287.0965 | 287.0965 | 287.0965 | 287.0965 | 287.0965 | 287.0965 | 287.0965 | 287.0965 | 287.0965 | 287.0965 | 287.0965 | 287.0965 | 287.0965 | 287.0965 | 287.0965 | 287.0965 | 287.0965 | 287.0965 | 287.0965 | 287.0965 | 287.0965 | 287.0965 | 287.0965 | 287.0965
|  | TOU Effects (GWh) | [5 empty] | 2018 | 2019 | 2020 | 2021 | 2022 | 2023 | 2024 | 2025 | 2026 | 2027 | 2028 | 2029 | 2030 | 2031 | 2032 | 2033 | 2034 | 2035 | 2036 | 2037 | 2038 | 2039 | 2040 | 2041 | 2042 | 2043 | 2044 | 2045 | 2046 | 2047 | 2048 | 2049 | 2050
|  | None | CAISO |  |  |  |  | 0 | 0 | 0 | 0 | 0 | 0 | 0 | 0 | 0 | 0 | 0 | 0 | 0 | 0 | 0 | 0 | 0 | 0 | 0 | 0 | 0 | 0 | 0 | 0 | 0 | 0 | 0 | 0 | 0 | 0 | 0 | 0 | 0
|  | CEC 2019 IEPR | CAISO |  | Flat | 2030 | 5 | 0 | 0 | 5.4125 | 60.2061 | 113.0981 | 113.9807 | 114.4377 | 115.4274 | 116.4138 | 117.3929 | 118.3656 | 119.3374 | 120.2855 | 120.2855 | 120.2855 | 120.2855 | 120.2855 | 120.2855 | 120.2855 | 120.2855 | 120.2855 | 120.2855 | 120.2855 | 120.2855 | 120.2855 | 120.2855 | 120.2855 | 120.2855 | 120.2855 | 120.2855 | 120.2855 | 120.2855 | 120.2855
|  | Active: CEC 2019 IEPR | [5 empty] | 0 | 0 | 5.4125 | 60.2061 | 113.0981 | 113.9807 | 114.4377 | 115.4274 | 116.4138 | 117.3929 | 118.3656 | 119.3374 | 120.2855 | 120.2855 | 120.2855 | 120.2855 | 120.2855 | 120.2855 | 120.2855 | 120.2855 | 120.2855 | 120.2855 | 120.2855 | 120.2855 | 120.2855 | 120.2855 | 120.2855 | 120.2855 | 120.2855 | 120.2855 | 120.2855 | 120.2855 | 120.2855
|  | CA Retail Sales (GWh) | [5 empty] | 2018 | 2019 | 2020 | 2021 | 2022 | 2023 | 2024 | 2025 | 2026 | 2027 | 2028 | 2029 | 2030 | 2031 | 2032 | 2033 | 2034 | 2035 | 2036 | 2037 | 2038 | 2039 | 2040 | 2041 | 2042 | 2043 | 2044 | 2045 | 2046 | 2047 | 2048 | 2049 | 2050
|  | Baseline Consumption | CAISO |  |  |  |  | 0 | 233355.3632 | 233843.534 | 235185.072 | 236868.7935 | 239182.9357 | 241347.2114 | 243469.3227 | 245529.4568 | 247495.0143 | 249511.3651 | 251403.1262 | 253282.3823 | 254644.3605 | 256006.3386 | 257368.3168 | 258730.295 | 260092.2731 | 261454.2513 | 262816.2294 | 264178.2076 | 265540.1857 | 266902.1639 | 268264.1421 | 269626.1202 | 270988.0984 | 272350.0765 | 273712.0547 | 275253.6054 | 276814.0395 | 278391.6171 | 279982.54 | 281579.2283
|  | + Electric Vehicles (Light Duty) | CAISO |  |  |  |  | 0 | 2695.0553 | 3745.2493 | 4888.5718 | 6064.009 | 7253.2857 | 8270.222 | 9177.7053 | 9875.5034 | 10493.9603 | 11114.1004 | 11754.554 | 12432.6095 | 13636.0806 | 14839.5517 | 16043.0228 | 17246.4939 | 18449.965 | 19653.4361 | 20856.9071 | 22060.3782 | 23263.8493 | 24467.3204 | 25670.7915 | 26874.2626 | 28077.7336 | 29281.2047 | 30484.6758 | 31173.6675 | 31775.4685 | 32297.357 | 32743.3286 | 33112.9111
|  | + Electric Vehicles (Buses) | CAISO |  |  |  |  | 0 | 14.1012 | 22.4449 | 29.5787 | 36.276 | 43.733 | 50.9112 | 58.0853 | 66.7668 | 75.405 | 88.7111 | 127.7734 | 169.7779 | 286.6285 | 403.4792 | 520.3298 | 637.1804 | 754.0311 | 870.8817 | 987.7323 | 1104.5829 | 1221.4336 | 1338.2842 | 1455.1348 | 1571.9855 | 1688.8361 | 1805.6867 | 1922.5374 | 1918.1713 | 1911.3741 | 1906.0431 | 1898.6301 | 1889.5068
|  | + Electric Vehicles (Other Medium/Heavy Duty) | CAISO |  |  |  |  | 0 | 0.59506 | 2.3808 | 7.2064 | 7.4774 | 8.4726 | 13.2828 | 25.2045 | 51.6036 | 109.9952 | 217.2255 | 373.3616 | 569.9806 | 1322.5851 | 2075.1895 | 2827.794 | 3580.3985 | 4333.0029 | 5085.6074 | 5838.2119 | 6590.8164 | 7343.4208 | 8096.0253 | 8848.6298 | 9601.2343 | 10353.8387 | 11106.4432 | 11859.0477 | 12379.5897 | 12887.3969 | 13378.5164 | 13853.4986 | 14313.2865
|  | + Other Transport Electrification | CAISO |  |  |  |  | 0 | 73.3624 | 176.8765 | 287.2546 | 405.7028 | 527.6758 | 654.4017 | 784.4285 | 918.8981 | 1059.612 | 1206.3646 | 1306.879 | 1410.5966 | 2187.8859 | 2965.1752 | 3742.4645 | 4519.7538 | 5297.0431 | 6074.3324 | 6851.6217 | 7628.911 | 8406.2002 | 9183.4895 | 9960.7788 | 10738.0681 | 11515.3574 | 12292.6467 | 13069.936 | 13813.5648 | 14564.6067 | 15322.7774 | 16087.7813 | 16859.2839
|  | + Building Electrification (Residential Space Heating) | CAISO |  |  |  |  | 0 | 0 | 0 | 0 | 0 | 0 | 0 | 0 | 0 | 0 | 0 | 0 | 0 | 445.7916 | 891.5832 | 1337.3748 | 1783.1664 | 2228.958 | 2674.7496 | 3120.5412 | 3566.3328 | 4012.1244 | 4457.916 | 4903.7076 | 5349.4992 | 5795.2908 | 6241.0824 | 6686.874 | 7010.3149 | 7301.1066 | 7557.3948 | 7777.5366 | 7959.9964
|  | + Building Electrification (Residential Water Heating) | CAISO |  |  |  |  | 0 | 0 | 0 | 0 | 0 | 0 | 0 | 0 | 0 | 0 | 0 | 0 | 0 | 733.3223 | 1466.6447 | 2199.967 | 2933.2894 | 3666.6117 | 4399.934 | 5133.2564 | 5866.5787 | 6599.9011 | 7333.2234 | 8066.5458 | 8799.8681 | 9533.1904 | 10266.5128 | 10999.8351 | 11184.7408 | 11326.7146 | 11435.3672 | 11518.7403 | 11582.5175
|  | + Building Electrification (Residential Cooking) | CAISO |  |  |  |  | 0 | 0 | 0 | 0 | 0 | 0 | 0 | 0 | 0 | 0 | 0 | 0 | 0 | 182.251 | 364.502 | 546.753 | 729.004 | 911.255 | 1093.506 | 1275.757 | 1458.008 | 1640.259 | 1822.51 | 2004.761 | 2187.012 | 2369.263 | 2551.514 | 2733.765 | 2920.6112 | 3106.0696 | 3289.2416 | 3469.1641 | 3644.5569
|  | + Building Electrification (Residential Clothes Drying) | CAISO |  |  |  |  | 0 | 0 | 0 | 0 | 0 | 0 | 0 | 0 | 0 | 0 | 0 | 0 | 0 | 86.3227 | 172.6455 | 258.9682 | 345.2909 | 431.6136 | 517.9364 | 604.2591 | 690.5818 | 776.9045 | 863.2273 | 949.55 | 1035.8727 | 1122.1954 | 1208.5182 | 1294.8409 | 1531.3169 | 1768.3715 | 2002.7877 | 2231.0361 | 2449.1999
|  | + Building Electrification (Commercial Space Heating) | CAISO |  |  |  |  | 0 | 0 | 0 | 0 | 0 | 0 | 0 | 0 | 0 | 0 | 0 | 0 | 0 | 178.0125 | 356.025 | 534.0375 | 712.05 | 890.0625 | 1068.0749 | 1246.0874 | 1424.0999 | 1602.1124 | 1780.1249 | 1958.1374 | 2136.1499 | 2314.1624 | 2492.1749 | 2670.1874 | 2862.3226 | 3050.6472 | 3234.0736 | 3411.4934 | 3581.8509
|  | + Building Electrification (Commercial Water Heating) | CAISO |  |  |  |  | 0 | 0 | 0 | 0 | 0 | 0 | 0 | 0 | 0 | 0 | 0 | 0 | 0 | 415.0172 | 830.0345 | 1245.0517 | 1660.0689 | 2075.0862 | 2490.1034 | 2905.1206 | 3320.1379 | 3735.1551 | 4150.1723 | 4565.1896 | 4980.2068 | 5395.224 | 5810.2413 | 6225.2585 | 6457.8536 | 6660.788 | 6837.2336 | 6990.8923 | 7125.6341
|  | + Building Electrification (Commercial Cooking) | CAISO |  |  |  |  | 0 | 0 | 0 | 0 | 0 | 0 | 0 | 0 | 0 | 0 | 0 | 0 | 0 | 299.5082 | 599.0164 | 898.5246 | 1198.0328 | 1497.5409 | 1797.0491 | 2096.5573 | 2396.0655 | 2695.5737 | 2995.0819 | 3294.5901 | 3594.0983 | 3893.6065 | 4193.1146 | 4492.6228 | 5052.1409 | 5576.1721 | 6047.7137 | 6456.2053 | 6798.8702
|  | + Hydrogen Production | CAISO |  |  |  |  | 0 | 0 | 0 | 0 | 0 | 0 | 0 | 0 | 0 | 0 | 0 | 0 | 0 | 0 | 0 | 0 | 0 | 0 | 0 | 0 | 0 | 0 | 0 | 0 | 0 | 0 | 0 | 0 | 0 | 0 | 0 | 0 | 0
|  | - Energy Efficiency | CAISO |  |  |  |  | 0 | 0 | -1091.5571 | -1091.5571 | -1091.5571 | -1091.5571 | -1091.5571 | -1091.5571 | -1091.5571 | -1091.5571 | -1091.5571 | -1091.5571 | -1091.5571 | -1091.5571 | -1091.5571 | -1091.5571 | -1091.5571 | -1091.5571 | -1091.5571 | -1091.5571 | -1091.5571 | -1091.5571 | -1091.5571 | -1091.5571 | -1091.5571 | -1091.5571 | -1091.5571 | -1091.5571 | -1091.5571 | -1091.5571 | -1091.5571 | -1091.5571 | -1091.5571
|  | - Behind-the-Meter PV | CAISO |  |  |  |  | 0 | -14934.3086 | -15068.3086 | -15314.3086 | -15574.3086 | -15844.3086 | -16111.3086 | -16375.3086 | -16631.3086 | -16878.3086 | -17119.3086 | -17357.3086 | -17591.3086 | -18354.3086 | -18646.3086 | -18937.3086 | -19229.3086 | -19521.3086 | -19812.3086 | -20104.3086 | -20395.3086 | -20687.3086 | -20978.3086 | -21270.3086 | -21562.3086 | -21853.3086 | -22145.3086 | -22436.3086 | -22728.3086 | -23019.3086 | -23311.3086 | -23603.3086 | -23894.3086
|  | - Behind-the-Meter CHP | CAISO |  |  |  |  | 0 | -12334.8007 | -12330.8476 | -12326.9179 | -12323.0117 | -12319.1286 | -12315.2686 | -12311.4314 | -12307.617 | -12303.8251 | -12300.0556 | -12296.3083 | -12292.583 | -11063.3247 | -9834.0664 | -8604.8081 | -7375.5498 | -6146.2915 | -4917.0332 | -3687.7749 | -2458.5166 | -1229.2583 | 0 | 0 | 0 | 0 | 0 | 0 | 0 | 0 | 0 | 0 | 0
|  | - Non-PV Non-CHP Self Generation (Includes Storage Losses) | CAISO |  |  |  |  | 0 | -287.0965 | -287.0965 | -287.0965 | -287.0965 | -287.0965 | -287.0965 | -287.0965 | -287.0965 | -287.0965 | -287.0965 | -287.0965 | -287.0965 | -287.0965 | -287.0965 | -287.0965 | -287.0965 | -287.0965 | -287.0965 | -287.0965 | -287.0965 | -287.0965 | -287.0965 | -287.0965 | -287.0965 | -287.0965 | -287.0965 | -287.0965 | -287.0965 | -287.0965 | -287.0965 | -287.0965 | -287.0965
|  | + TOU Effects | CAISO |  |  |  |  | 0 | 0 | 5.4125 | 60.2061 | 113.0981 | 113.9807 | 114.4377 | 115.4274 | 116.4138 | 117.3929 | 118.3656 | 119.3374 | 120.2855 | 120.2855 | 120.2855 | 120.2855 | 120.2855 | 120.2855 | 120.2855 | 120.2855 | 120.2855 | 120.2855 | 120.2855 | 120.2855 | 120.2855 | 120.2855 | 120.2855 | 120.2855 | 120.2855 | 120.2855 | 120.2855 | 120.2855 | 120.2855
|  | = Total Managed Retail Sales | CAISO |  |  |  |  | 0 | 208582.2713 | 209018.0883 | 211438.0095 | 214219.383 | 217587.9927 | 220645.236 | 223564.7801 | 226241.0633 | 228790.5924 | 231458.1144 | 234052.7611 | 236723.0873 | 243741.7648 | 251231.4423 | 258722.1198 | 266211.7973 | 273701.4749 | 281192.1524 | 288681.8299 | 296172.5074 | 303662.1849 | 311152.8624 | 317413.2817 | 323673.7009 | 329935.1201 | 336195.5393 | 342456.9585 | 347571.223 | 352465.0787 | 357130.4465 | 361559.1701 | 365744.1659
|  | Pumping Loads (included in retail sales; GWh) |  |  | Method | Last Year | Period | 2018 | 2019 | 2020 | 2021 | 2022 | 2023 | 2024 | 2025 | 2026 | 2027 | 2028 | 2029 | 2030 | 2031 | 2032 | 2033 | 2034 | 2035 | 2036 | 2037 | 2038 | 2039 | 2040 | 2041 | 2042 | 2043 | 2044 | 2045 | 2046 | 2047 | 2048 | 2049 | 2050
|  | CEC 2019 IEPR | CAISO |  | Flat | 2030 |  | 0 | 8418.7899 | 8418.7899 | 8418.7899 | 8418.7899 | 8418.7899 | 8418.7899 | 8418.7899 | 8418.7899 | 8418.7899 | 8418.7899 | 8418.7899 | 8418.7899 | 8418.7899 | 8418.7899 | 8418.7899 | 8418.7899 | 8418.7899 | 8418.7899 | 8418.7899 | 8418.7899 | 8418.7899 | 8418.7899 | 8418.7899 | 8418.7899 | 8418.7899 | 8418.7899 | 8418.7899 | 8418.7899 | 8418.7899 | 8418.7899 | 8418.7899 | 8418.7899
|  | Active | [5 empty] | 0 | 8418.7899 | 8418.7899 | 8418.7899 | 8418.7899 | 8418.7899 | 8418.7899 | 8418.7899 | 8418.7899 | 8418.7899 | 8418.7899 | 8418.7899 | 8418.7899 | 8418.7899 | 8418.7899 | 8418.7899 | 8418.7899 | 8418.7899 | 8418.7899 | 8418.7899 | 8418.7899 | 8418.7899 | 8418.7899 | 8418.7899 | 8418.7899 | 8418.7899 | 8418.7899 | 8418.7899 | 8418.7899 | 8418.7899 | 8418.7899 | 8418.7899 | 8418.7899
| CA Net Energy for Load (grossed up for T&D Losses) |  | Values represent demand at the utility-scale generator busbar
|  | Loads by contributors with known shape - grossed up for T&D losses (GWh) | [5 empty] | 2018 | 2019 | 2020 | 2021 | 2022 | 2023 | 2024 | 2025 | 2026 | 2027 | 2028 | 2029 | 2030 | 2031 | 2032 | 2033 | 2034 | 2035 | 2036 | 2037 | 2038 | 2039 | 2040 | 2041 | 2042 | 2043 | 2044 | 2045 | 2046 | 2047 | 2048 | 2049 | 2050
|  | Load without BTM PV, EV, other TE, Hydrogen, EE, BE and TOU | CAISO |  |  |  |  | 0 | 237934.0662 | 238455.5259 | 239896.3956 | 241705.785 | 244194.4942 | 246521.3973 | 248802.6565 | 251016.9552 | 253129.1789 | 255296.0651 | 257328.5612 | 259347.5196 | 262130.1176 | 264912.7155 | 267695.3135 | 270477.9115 | 273260.5094 | 276043.1074 | 278825.7053 | 281608.3033 | 284390.9013 | 287173.4992 | 288630.8942 | 290088.2891 | 291545.6841 | 293003.0791 | 294460.474 | 296111.4573 | 297782.7979 | 299472.62 | 301176.829 | 302887.2534
|  | + Electric Vehicles (Light Duty) | CAISO |  |  |  |  | 0 | 2905.4067 | 4037.5693 | 5270.1291 | 6537.3102 | 7819.411 | 8915.7201 | 9894.0333 | 10646.2952 | 11313.0232 | 11981.5657 | 12672.0073 | 13402.9857 | 14700.3888 | 15997.7918 | 17295.1949 | 18592.598 | 19890.001 | 21187.4041 | 22484.8072 | 23782.2102 | 25079.6133 | 26377.0164 | 27674.4194 | 28971.8225 | 30269.2256 | 31566.6286 | 32864.0317 | 33606.7999 | 34255.5719 | 34818.1943 | 35298.9744 | 35697.4031
|  | + Electric Vehicles (Buses) | CAISO |  |  |  |  | 0 | 15.2018 | 24.1968 | 31.8874 | 39.1074 | 47.1464 | 54.8849 | 62.6189 | 71.978 | 81.2904 | 95.6351 | 137.7462 | 183.0292 | 309.0001 | 434.9711 | 560.942 | 686.9129 | 812.8838 | 938.8548 | 1064.8257 | 1190.7966 | 1316.7675 | 1442.7385 | 1568.7094 | 1694.6803 | 1820.6513 | 1946.6222 | 2072.5931 | 2067.8862 | 2060.5586 | 2054.8115 | 2046.8199 | 2036.9844
|  | + Electric Vehicles (Other Medium/Heavy Duty) | CAISO |  |  |  |  | 0 | 0.6415 | 2.5667 | 7.7688 | 8.0611 | 9.1339 | 14.3195 | 27.1718 | 55.6313 | 118.5804 | 234.1801 | 402.5028 | 614.4681 | 1425.814 | 2237.1599 | 3048.5058 | 3859.8517 | 4671.1977 | 5482.5436 | 6293.8895 | 7105.2354 | 7916.5813 | 8727.9272 | 9539.2732 | 10350.6191 | 11161.965 | 11973.3109 | 12784.6568 | 13345.8276 | 13893.2696 | 14422.7214 | 14934.7764 | 15430.4512
|  | + Other Transport Electrification | CAISO |  |  |  |  | 0 | 79.0884 | 190.6819 | 309.6751 | 437.3683 | 568.8613 | 705.4784 | 845.6538 | 990.6189 | 1142.3156 | 1300.5224 | 1408.8821 | 1520.695 | 2358.6524 | 3196.6098 | 4034.5672 | 4872.5246 | 5710.482 | 6548.4394 | 7386.3968 | 8224.3542 | 9062.3116 | 9900.269 | 10738.2264 | 11576.1838 | 12414.1412 | 13252.0986 | 14090.056 | 14891.7258 | 15701.3872 | 16518.7338 | 17343.4469 | 18175.166
|  | + Building Electrification (Residential Space Heating) | CAISO |  |  |  |  | 0 | 0 | 0 | 0 | 0 | 0 | 0 | 0 | 0 | 0 | 0 | 0 | 0 | 480.586 | 961.1721 | 1441.7581 | 1922.3441 | 2402.9301 | 2883.5162 | 3364.1022 | 3844.6882 | 4325.2742 | 4805.8603 | 5286.4463 | 5767.0323 | 6247.6183 | 6728.2044 | 7208.7904 | 7557.4762 | 7870.9644 | 8147.2562 | 8384.5802 | 8581.2811
|  | + Building Electrification (Residential Water Heating) | CAISO |  |  |  |  | 0 | 0 | 0 | 0 | 0 | 0 | 0 | 0 | 0 | 0 | 0 | 0 | 0 | 790.5588 | 1581.1176 | 2371.6764 | 3162.2352 | 3952.794 | 4743.3528 | 5533.9116 | 6324.4704 | 7115.0292 | 7905.588 | 8696.1468 | 9486.7056 | 10277.2644 | 11067.8232 | 11858.382 | 12057.7197 | 12210.7747 | 12327.9077 | 12417.7882 | 12486.5432
|  | + Building Electrification (Residential Cooking) | CAISO |  |  |  |  | 0 | 0 | 0 | 0 | 0 | 0 | 0 | 0 | 0 | 0 | 0 | 0 | 0 | 196.4759 | 392.9517 | 589.4276 | 785.9034 | 982.3793 | 1178.8551 | 1375.331 | 1571.8068 | 1768.2827 | 1964.7585 | 2161.2344 | 2357.7102 | 2554.1861 | 2750.6619 | 2947.1378 | 3148.5675 | 3348.501 | 3545.9698 | 3739.9354 | 3929.0178
|  | + Building Electrification (Residential Clothes Drying) | CAISO |  |  |  |  | 0 | 0 | 0 | 0 | 0 | 0 | 0 | 0 | 0 | 0 | 0 | 0 | 0 | 93.0603 | 186.1206 | 279.1809 | 372.2412 | 465.3015 | 558.3617 | 651.422 | 744.4823 | 837.5426 | 930.6029 | 1023.6632 | 1116.7235 | 1209.7838 | 1302.8441 | 1395.9044 | 1650.8375 | 1906.3945 | 2159.107 | 2405.1704 | 2640.3622
|  | + Building Electrification (Commercial Space Heating) | CAISO |  |  |  |  | 0 | 0 | 0 | 0 | 0 | 0 | 0 | 0 | 0 | 0 | 0 | 0 | 0 | 191.9065 | 383.813 | 575.7196 | 767.6261 | 959.5326 | 1151.4391 | 1343.3457 | 1535.2522 | 1727.1587 | 1919.0652 | 2110.9718 | 2302.8783 | 2494.7848 | 2686.6913 | 2878.5978 | 3085.7294 | 3288.7529 | 3486.4959 | 3677.7635 | 3861.4175
|  | + Building Electrification (Commercial Water Heating) | CAISO |  |  |  |  | 0 | 0 | 0 | 0 | 0 | 0 | 0 | 0 | 0 | 0 | 0 | 0 | 0 | 447.4097 | 894.8194 | 1342.2291 | 1789.6388 | 2237.0485 | 2684.4582 | 3131.8679 | 3579.2776 | 4026.6873 | 4474.097 | 4921.5067 | 5368.9163 | 5816.326 | 6263.7357 | 6711.1454 | 6961.8948 | 7180.6684 | 7370.8857 | 7536.5377 | 7681.7961
|  | + Building Electrification (Commercial Cooking) | CAISO |  |  |  |  | 0 | 0 | 0 | 0 | 0 | 0 | 0 | 0 | 0 | 0 | 0 | 0 | 0 | 322.8851 | 645.7701 | 968.6552 | 1291.5403 | 1614.4253 | 1937.3104 | 2260.1955 | 2583.0805 | 2905.9656 | 3228.8507 | 3551.7357 | 3874.6208 | 4197.5059 | 4520.3909 | 4843.276 | 5446.465 | 6011.3972 | 6519.7431 | 6960.1178 | 7329.528
|  | + Hydrogen Production | CAISO |  |  |  |  | 0 | 0 | 0 | 0 | 0 | 0 | 0 | 0 | 0 | 0 | 0 | 0 | 0 | 0 | 0 | 0 | 0 | 0 | 0 | 0 | 0 | 0 | 0 | 0 | 0 | 0 | 0 | 0 | 0 | 0 | 0 | 0 | 0
|  | - Energy Efficiency | CAISO |  |  |  |  | 0 | 0 | -1176.7541 | -1176.7541 | -1176.7541 | -1176.7541 | -1176.7541 | -1176.7541 | -1176.7541 | -1176.7541 | -1176.7541 | -1176.7541 | -1176.7541 | -1176.7541 | -1176.7541 | -1176.7541 | -1176.7541 | -1176.7541 | -1176.7541 | -1176.7541 | -1176.7541 | -1176.7541 | -1176.7541 | -1176.7541 | -1176.7541 | -1176.7541 | -1176.7541 | -1176.7541 | -1176.7541 | -1176.7541 | -1176.7541 | -1176.7541 | -1176.7541
|  | - Behind-the-Meter PV | CAISO |  |  |  |  | 0 | -16099.9446 | -16244.4034 | -16509.6039 | -16789.8971 | -17080.9709 | -17368.8104 | -17653.4159 | -17929.3969 | -18195.6755 | -18455.4857 | -18712.0619 | -18964.3258 | -19786.8786 | -20101.6694 | -20415.3822 | -20730.1731 | -21044.964 | -21358.6768 | -21673.4676 | -21987.1804 | -22301.9713 | -22615.6841 | -22930.475 | -23245.2658 | -23558.9786 | -23873.7695 | -24187.4823 | -24502.2731 | -24815.986 | -25130.7768 | -25445.5677 | -25759.2805
|  | - TOU Effects | CAISO |  |  |  |  | 0 | 0 | 5.8349 | 64.9053 | 121.9255 | 122.877 | 123.3696 | 124.4366 | 125.4999 | 126.5556 | 127.6041 | 128.6518 | 129.6739 | 129.6739 | 129.6739 | 129.6739 | 129.6739 | 129.6739 | 129.6739 | 129.6739 | 129.6739 | 129.6739 | 129.6739 | 129.6739 | 129.6739 | 129.6739 | 129.6739 | 129.6739 | 129.6739 | 129.6739 | 129.6739 | 129.6739 | 129.6739
|  | = Total Managed Net Energy for Load (GWh) | [5 empty] | 0 | 224834.46 | 225295.218 | 227894.4033 | 230882.9061 | 234504.1989 | 237789.6052 | 240926.4009 | 243800.8275 | 246538.5145 | 249403.3327 | 252189.5354 | 255057.2916 | 262612.8963 | 270676.263 | 278740.7077 | 286804.0743 | 294867.441 | 302931.8857 | 310995.2524 | 319059.6971 | 327123.0638 | 335187.5085 | 341925.6722 | 348663.8358 | 355403.0776 | 362141.2412 | 368880.483 | 374383.0335 | 379647.9722 | 384666.5892 | 389430.0919 | 393930.8434
BTM PV and BTM Storage Capacity from CEC 2019 IEPR
|  | BTM PV Capacity (MW) | [5 empty] | 2018 | 2019 | 2020 | 2021 | 2022 | 2023 | 2024 | 2025 | 2026 | 2027 | 2028 | 2029 | 2030 | 2031 | 2032 | 2033 | 2034 | 2035 | 2036 | 2037 | 2038 | 2039 | 2040 | 2041 | 2042 | 2043 | 2044 | 2045 | 2046 | 2047 | 2048 | 2049 | 2050
|  | Commited BTM PV (AAPV embedded) |  | Resolve Resource Name
|  | CEC 2019 IEPR - Mid PV + Mid-Mid AAPV | CAISO | Customer_PV |  |  |  | 7269.2906 | 8661.4844 | 10238.2853 | 11831.6691 | 13180.0718 | 14373.7832 | 15449.3327 | 16450.2148 | 17408.5879 | 18348.1995 | 19280.9362 | 20212.3894 | 21147.594 | 21302.6118 | 22270.8302 | 23239.0485 | 24207.2668 | 25175.4852 | 26143.7035 | 27111.9219 | 28080.1402 | 29048.3586 | 30016.5769 | 30984.7952 | 31953.0136 | 32921.2319 | 33889.4503 | 34857.6686 | 35825.887 | 36794.1053 | 37762.3236 | 38730.542 | 39698.7603
|  | CEC 2019 IEPR - Mid PV Baseline | CAISO |  |  |  |  | 7269 | 8661 | 10104 | 11569 | 12769 | 13819 | 14749 | 15607 | 16428 | 17233 | 18033 | 18832 | 19637 | 19358 | 20160 | 20962 | 21765 | 22567 | 23370 | 24172 | 24974 | 25777 | 26580 | 27382 | 28184 | 28986 | 29789 | 30592 | 31394 | 32196 | 32998 | 33802 | 34604
| From the 2018 Adjustment Spreadsheet | CEC 2018 IEPR - Mid-Mid AAPV | CAISO |  |  |  |  | - | - | 134 | 263 | 411 | 555 | 700 | 843 | 981 | 1115 | 1248 | 1380 | 1511 | 1945 | 2111 | 2277 | 2442 | 2608 | 2774 | 2940 | 3106 | 3271 | 3437 | 3603 | 3769 | 3935 | 4100 | 4266 | 4432 | 4598 | 4764 | 4929 | 5095
| AAPV is for PV adoptions due to 2019 Title 24 regulations. Use the 2018 forecast here because CEC mentions "AAPV assumptions same as 2017 &2018 AAPV forecast". https://www.energy.ca.gov/sites/default/files/2019-12/1c_S.%20Konala_CED%202019%20Prelim_BTM%20PV%20Forecast_ada.pdf | No New DER | [5 empty] | 7269.2906 | 8661.4844 | 8795.4844 | 8924.4844 | 9072.4844 | 9216.4844 | 9361.4844 | 9504.4844 | 9642.4844 | 9776.4844 | 9909.4844 | 10041.4844 | 10172.4844 | 10606.4844 | 10772.4844 | 10938.4844 | 11103.4844 | 11269.4844 | 11435.4844 | 11601.4844 | 11767.4844 | 11932.4844 | 12098.4844 | 12264.4844 | 12430.4844 | 12596.4844 | 12761.4844 | 12927.4844 | 13093.4844 | 13259.4844 | 13425.4844 | 13590.4844 | 13756.4844
|  | Active: No New DER | [5 empty] | 7269.2906 | 8661.4844 | 8795.4844 | 8924.4844 | 9072.4844 | 9216.4844 | 9361.4844 | 9504.4844 | 9642.4844 | 9776.4844 | 9909.4844 | 10041.4844 | 10172.4844 | 10606.4844 | 10772.4844 | 10938.4844 | 11103.4844 | 11269.4844 | 11435.4844 | 11601.4844 | 11767.4844 | 11932.4844 | 12098.4844 | 12264.4844 | 12430.4844 | 12596.4844 | 12761.4844 | 12927.4844 | 13093.4844 | 13259.4844 | 13425.4844 | 13590.4844 | 13756.4844
|  | BTM Storage (MW) |  |  | Method | Last Year | Period | 2018 | 2019 | 2020 | 2021 | 2022 | 2023 | 2024 | 2025 | 2026 | 2027 | 2028 | 2029 | 2030 | 2031 | 2032 | 2033 | 2034 | 2035 | 2036 | 2037 | 2038 | 2039 | 2040 | 2041 | 2042 | 2043 | 2044 | 2045 | 2046 | 2047 | 2048 | 2049 | 2050
Resolve Resource Name
|  | CEC 2019 IEPR - Mid Mid Storage |  | CAISO_BTM_Li_Battery | Flat | 2030 | 5 | 0 | 334.0795 | 445.8442 | 565.4882 | 691.6183 | 822.4825 | 957.1297 | 1094.8142 | 1235.1145 | 1377.8075 | 1522.7289 | 1669.6963 | 1818.5199 | 1818.5199 | 1818.5199 | 1818.5199 | 1818.5199 | 1818.5199 | 1818.5199 | 1818.5199 | 1818.5199 | 1818.5199 | 1818.5199 | 1818.5199 | 1818.5199 | 1818.5199 | 1818.5199 | 1818.5199 | 1818.5199 | 1818.5199 | 1818.5199 | 1818.5199 | 1818.5199
|  | No New DER | [5 empty] | 0 | 334.0795 | 334.0795 | 334.0795 | 334.0795 | 334.0795 | 334.0795 | 334.0795 | 334.0795 | 334.0795 | 334.0795 | 334.0795 | 334.0795 | 334.0795 | 334.0795 | 334.0795 | 334.0795 | 334.0795 | 334.0795 | 334.0795 | 334.0795 | 334.0795 | 334.0795 | 334.0795 | 334.0795 | 334.0795 | 334.0795 | 334.0795 | 334.0795 | 334.0795 | 334.0795 | 334.0795 | 334.0795
|  | Active: CEC 2019 IEPR - Mid Mid Storage | [5 empty] | 0 | 334.0795 | 334.0795 | 334.0795 | 334.0795 | 334.0795 | 334.0795 | 334.0795 | 334.0795 | 334.0795 | 334.0795 | 334.0795 | 334.0795 | 334.0795 | 334.0795 | 334.0795 | 334.0795 | 334.0795 | 334.0795 | 334.0795 | 334.0795 | 334.0795 | 334.0795 | 334.0795 | 334.0795 | 334.0795 | 334.0795 | 334.0795 | 334.0795 | 334.0795 | 334.0795 | 334.0795 | 334.0795
| CAISO Peak Load Buildup |  | Values represent demand at the utility-scale generator busbar
|  | Mid Peak Load Values Calculated Using CEC 2019 IEPR Hourly Load Shapes (MW) | [5 empty] | 2018 | 2019 | 2020 | 2021 | 2022 | 2023 | 2024 | 2025 | 2026 | 2027 | 2028 | 2029 | 2030 | 2031 | 2032 | 2033 | 2034 | 2035 | 2036 | 2037 | 2038 | 2039 | 2040 | 2041 | 2042 | 2043 | 2044 | 2045 | 2046 | 2047 | 2048 | 2049 | 2050
|  | CAISO Consumption Peak: Mid Load Baseline - For information only | [5 empty] | 2019: 50566.824; 2020: 50811.953; 2021: 51238.194; 2022: 51775.563; 2023: 52480.17; 2024: 53124.547; 2025: 53750.421; 2026: 54347.052; 2027: 54927.55; 2028: 55531.294; 2029: 56104.491; 2030: 56687.042
|  | + Other Electrification: Mid (included in hourly consumption load) | [5 empty] | 2018: Peak load impacts of Other Electrification, non-PV Self Generation, VEA, pumping, IOU, climate change, and EV are embedded in the CEC IEPR's hourly consumption load shapes and are thereby included in the CAISO consumption peak values above. Peak load impacts for individual load modifiers are not calculated because interactive effects between hourly shapes and the timing of peak demand result in load modifier peak impacts that are interdependent and non-linear.
- Non-PV Self Generation (BTM CHP etc.; included in hourly consumption load) | bar: 2018 to 2030
+ Load from VEA | bar: 2018 to 2030
+ Load from Pumping | bar: 2018 to 2030
+ Time-Of-Use: Mid (can increase or decrease hourly demand) | bar: 2018 to 2030
+ Climate Change Impacts: Mid (can increase or decrease hourly demand) | bar: 2018 to 2030
|  | + Electric Vehicles (LDV, MDV, HDV, buses): Mid | [5 empty] | 2018: The peak load impacts of load modifiers on these rows are included by adding or subtracting an hourly shape for each component to the CAISO consumption hourly shape. The result is shown in the CAISO Managed Net Peak row below.
- Additional Acheivable Energy Efficiency: Mid-Mid | bar: 2018 to 2030
- Committed and Additional Achievable BTM PV: Mid | bar: 2018 to 2030
- Residential and Non-Residential BTM Storage: Mid-Mid | bar: 2018 to 2030
|  | CAISO Managed Net Mid Peak through 2030, excluding LMDR | [5 empty] | 2019: 46227.899; 2020: 45766.493; 2021: 45305.911; 2022: 45404.199; 2023: 45573.008; 2024: 45732.199; 2025: 45950.682; 2026: 46136.644; 2027: 46354.532; 2028: 46621.479; 2029: 46833.063; 2030: 47148.488
'Load-Modifying Demand Response:
|  | CEC 2019 IEPR - Mid Mid AAEE | [5 empty] | 2019: -56.2759; 2020: -70.6736; 2021: -67.8592; 2022: -70.4602; 2023: -72.1493; 2024: -72.479; 2025: -72.7809; 2026: -72.9817; 2027: -73.2157; 2028: -73.4138; 2029: -73.773; 2030: -73.7283
|  | No New DER | [5 empty] | 2018: 0; 2019: 0; 2020: 0; 2021: 0; 2022: 0; 2023: 0; 2024: 0; 2025: 0; 2026: 0; 2027: 0; 2028: 0; 2029: 0; 2030: 0
|  | Active: No New DER | [5 empty] | 2018: 0; 2019: 0; 2020: 0; 2021: 0; 2022: 0; 2023: 0; 2024: 0; 2025: 0; 2026: 0; 2027: 0; 2028: 0; 2029: 0; 2030: 0
|  | CAISO Managed Net Mid Peak through 2030 | [5 empty] | 2018: 0; 2019: 46227.899; 2020: 45766.493; 2021: 45305.911; 2022: 45404.199; 2023: 45573.008; 2024: 45732.199; 2025: 45950.682; 2026: 46136.644; 2027: 46354.532; 2028: 46621.479; 2029: 46833.063; 2030: 47148.488
|  | Mid Peak Load Extrapolation (MW, incremental to 2030) | [5 empty] | 2018 | 2019 | 2020 | 2021 | 2022 | 2023 | 2024 | 2025 | 2026 | 2027 | 2028 | 2029 | 2030 | 2031 | 2032 | 2033 | 2034 | 2035 | 2036 | 2037 | 2038 | 2039 | 2040 | 2041 | 2042 | 2043 | 2044 | 2045 | 2046 | 2047 | 2048 | 2049 | 2050
|  | Baseline Consumption | [18 empty] | 215.3859 | 430.7718 | 646.1576 | 861.5435 | 1076.9294 | 1292.3153 | 1507.7012 | 1723.087 | 1938.4729 | 2153.8588 | 2369.2447 | 2584.6306 | 2800.0164 | 3015.4023 | 3230.7882 | 3474.572 | 3721.3421 | 3970.8233 | 4222.415 | 4474.9184
|  | Electric Vehicles (Light Duty) | [18 empty] | 44.0893 | 88.1786 | 132.2679 | 176.3572 | 220.4466 | 264.5359 | 308.6252 | 352.7145 | 396.8038 | 440.8931 | 484.9824 | 529.0717 | 573.161 | 617.2504 | 661.3397 | 686.581 | 708.628 | 727.7475 | 744.0857 | 757.6254
|  | Electric Vehicles (Buses) | [18 empty] | 6.5308 | 13.0616 | 19.5924 | 26.1232 | 32.654 | 39.1848 | 45.7156 | 52.2464 | 58.7772 | 65.308 | 71.8388 | 78.3696 | 84.9004 | 91.4311 | 97.9619 | 97.7179 | 97.338 | 97.0401 | 96.6258 | 96.1159
|  | Electric Vehicles (Other Medium/Heavy Duty) | [18 empty] | 34.5216 | 69.0432 | 103.5648 | 138.0864 | 172.608 | 207.1295 | 241.6511 | 276.1727 | 310.6943 | 345.2159 | 379.7375 | 414.2591 | 448.7807 | 483.3023 | 517.8239 | 541.7009 | 564.9937 | 587.5211 | 609.3083 | 630.3986
|  | Other Transport Electrification | [18 empty] | 35.6539 | 71.3077 | 106.9616 | 142.6155 | 178.2694 | 213.9232 | 249.5771 | 285.231 | 320.8848 | 356.5387 | 392.1926 | 427.8465 | 463.5003 | 499.1542 | 534.8081 | 568.918 | 603.3679 | 638.1448 | 673.2351 | 708.6236
|  | Energy Efficiency | [18 empty] | -251.5286 | -503.0571 | -754.5857 | -1006.1143 | -1257.6428 | -1509.1714 | -1760.6999 | -2012.2285 | -2263.7571 | -2515.2856 | -2766.8142 | -3018.3428 | -3269.8713 | -3521.3999 | -3772.9285 | -4024.457 | -4275.9856 | -4527.5141 | -4779.0427 | -5030.5713
|  | BTM PV | [18 empty] | -0.69266 | -1.3853 | -2.078 | -2.7706 | -3.4633 | -4.156 | -4.8486 | -5.5413 | -6.2339 | -6.9266 | -7.6193 | -8.3119 | -9.0046 | -9.6972 | -10.3899 | -11.0826 | -11.7752 | -12.4679 | -13.1606 | -13.8532
|  | BTM Storage | [18 empty] | 0 | 0 | 0 | 0 | 0 | 0 | 0 | 0 | 0 | 0 | 0 | 0 | 0 | 0 | 0 | 0 | 0 | 0 | 0 | 0
|  | Load-Modifying Demand Response (Flat post 2030) | [18 empty] | 0 | 0 | 0 | 0 | 0 | 0 | 0 | 0 | 0 | 0 | 0 | 0 | 0 | 0 | 0 | 0 | 0 | 0 | 0 | 0
|  | Post-2030 Net Mid Peak, incremental to 2030 Net Mid Peak | [18 empty] | 83.9602 | 167.9205 | 251.8807 | 335.8409 | 419.8011 | 503.7614 | 587.7216 | 671.6818 | 755.642 | 839.6023 | 923.5625 | 1007.5227 | 1091.4829 | 1175.4432 | 1259.4034 | 1333.9501 | 1407.909 | 1481.2947 | 1553.4666 | 1623.2573
|  | CAISO Managed Net Mid Peak, all years (MW) | [5 empty] | 0 | 46227.899 | 45766.493 | 45305.911 | 45404.199 | 45573.008 | 45732.199 | 45950.682 | 46136.644 | 46354.532 | 46621.479 | 46833.063 | 47148.488 | 47232.4482 | 47316.4085 | 47400.3687 | 47484.3289 | 47568.2891 | 47652.2494 | 47736.2096 | 47820.1698 | 47904.13 | 47988.0903 | 48072.0505 | 48156.0107 | 48239.9709 | 48323.9312 | 48407.8914 | 48482.4381 | 48556.397 | 48629.7827 | 48701.9546 | 48771.7453
|  | Peak Load Difference From Mid (MW) | [5 empty] | 2018 | 2019 | 2020 | 2021 | 2022 | 2023 | 2024 | 2025 | 2026 | 2027 | 2028 | 2029 | 2030 | 2031 | 2032 | 2033 | 2034 | 2035 | 2036 | 2037 | 2038 | 2039 | 2040 | 2041 | 2042 | 2043 | 2044 | 2045 | 2046 | 2047 | 2048 | 2049 | 2050
Baseline Consumption
|  | CEC 2019 IEPR - Mid Demand | [5 empty] | 0 | 0 | 0 | 0 | 0 | 0 | 0 | 0 | 0 | 0 | 0 | 0 | 0 | 0 | 0 | 0 | 0 | 0 | 0 | 0 | 0 | 0 | 0 | 0 | 0 | 0 | 0 | 0 | 0 | 0 | 0 | 0 | 0
|  | CEC Pathways Baseload | [5 empty] | 0 | 0 | 0 | 0 | 0 | 0 | 0 | 0 | 0 | 0 | 0 | 0 | 0 | -131.0105 | -215.5186 | -261.743 | -281.9331 | -277.9533 | -267.0419 | -238.3792 | -194.371 | -139.1394 | -75.0257 | -71.827 | -61.7994 | -45.9279 | -25.0377 | 0 | 0 | 0 | 0 | 0 | 0
|  | Active: CEC 2019 IEPR - Mid Demand | [5 empty] | 0 | 0 | 0 | 0 | 0 | 0 | 0 | 0 | 0 | 0 | 0 | 0 | 0 | 0 | 0 | 0 | 0 | 0 | 0 | 0 | 0 | 0 | 0 | 0 | 0 | 0 | 0 | 0 | 0 | 0 | 0 | 0 | 0
Electric Vehicles (Light Duty)
|  | CEC 2019 IEPR - Mid Demand | [5 empty] | 0 | 0 | 0 | 0 | 0 | 0 | 0 | 0 | 0 | 0 | 0 | 0 | 0 | 0 | 0 | 0 | 0 | 0 | 0 | 0 | 0 | 0 | 0 | 0 | 0 | 0 | 0 | 0 | 0 | 0 | 0 | 0 | 0
|  | CEC Pathways High Biofuels | [5 empty] | 0 | -105.1557 | -150.7095 | -129.7209 | -144.5265 | -162.3154 | -181.9837 | -176.5601 | -151.4487 | -127.0535 | -104.6445 | -79.4892 | -48.8747 | -35.2819 | -17.2466 | 2.0516 | 18.7615 | 32.0495 | 40.8869 | 46.4552 | 48.6535 | 47.1991 | 42.4068 | 41.2535 | 36.3084 | 27.7186 | 15.6014 | 0 | 0 | 0 | 0 | 0 | 0
|  | Active: CEC 2019 IEPR - Mid Demand | [5 empty] | 0 | 0 | 0 | 0 | 0 | 0 | 0 | 0 | 0 | 0 | 0 | 0 | 0 | 0 | 0 | 0 | 0 | 0 | 0 | 0 | 0 | 0 | 0 | 0 | 0 | 0 | 0 | 0 | 0 | 0 | 0 | 0 | 0
Electric Vehicles (Buses)
|  | CEC 2019 IEPR - Mid Demand | [5 empty] | 0 | 0 | 0 | 0 | 0 | 0 | 0 | 0 | 0 | 0 | 0 | 0 | 0 | 0 | 0 | 0 | 0 | 0 | 0 | 0 | 0 | 0 | 0 | 0 | 0 | 0 | 0 | 0 | 0 | 0 | 0 | 0 | 0
|  | CEC Pathways High Biofuels | [5 empty] | 0 | -0.01677 | -0.34784 | 0.10033 | 0.51835 | 1.6106 | 5.6337 | 8.3885 | 15.1441 | 22.3917 | 23.583 | 23.6794 | 46.9048 | 48.9173 | 50.1127 | 50.2416 | 49.4975 | 47.9612 | 45.6251 | 42.705 | 39.0542 | 34.8541 | 30.0554 | 24.8533 | 19.0468 | 12.9261 | 6.5511 | 0 | 0 | 0 | 0 | 0 | 0
|  | Active: CEC 2019 IEPR - Mid Demand | [5 empty] | 0 | 0 | 0 | 0 | 0 | 0 | 0 | 0 | 0 | 0 | 0 | 0 | 0 | 0 | 0 | 0 | 0 | 0 | 0 | 0 | 0 | 0 | 0 | 0 | 0 | 0 | 0 | 0 | 0 | 0 | 0 | 0 | 0
Electric Vehicles (Other Medium/Heavy Duty)
|  | CEC 2019 IEPR - Mid Demand | [5 empty] | 0 | 0 | 0 | 0 | 0 | 0 | 0 | 0 | 0 | 0 | 0 | 0 | 0 | 0 | 0 | 0 | 0 | 0 | 0 | 0 | 0 | 0 | 0 | 0 | 0 | 0 | 0 | 0 | 0 | 0 | 0 | 0 | 0
|  | CEC Pathways High Biofuels | [5 empty] | 0 | 5.5214 | 7.8143 | 6.2527 | 8.6567 | 11.0808 | 15.8102 | 22.3845 | 30.7258 | 40.4222 | 51.211 | 63.0972 | 75.121 | 62.1608 | 50.9472 | 41.2819 | 34.302 | 31.5151 | 30.4067 | 32.4613 | 35.3351 | 38.4236 | 40.6996 | 34.2189 | 27.0804 | 19.0684 | 9.9261 | 0 | 0 | 0 | 0 | 0 | 0
|  | Active: CEC 2019 IEPR - Mid Demand | [5 empty] | 0 | 0 | 0 | 0 | 0 | 0 | 0 | 0 | 0 | 0 | 0 | 0 | 0 | 0 | 0 | 0 | 0 | 0 | 0 | 0 | 0 | 0 | 0 | 0 | 0 | 0 | 0 | 0 | 0 | 0 | 0 | 0 | 0
Other Transport Electrification
|  | CEC 2019 IEPR - Mid Demand | [5 empty] | 0 | 0 | 0 | 0 | 0 | 0 | 0 | 0 | 0 | 0 | 0 | 0 | 0 | 0 | 0 | 0 | 0 | 0 | 0 | 0 | 0 | 0 | 0 | 0 | 0 | 0 | 0 | 0 | 0 | 0 | 0 | 0 | 0
|  | CEC Pathways High Biofuels | [5 empty] | 0 | 79.3123 | 93.046 | 56.9163 | 54.7194 | 54.6219 | 52.0262 | 54.069 | 58.1487 | 64.0338 | 71.409 | 81.4131 | 91.1809 | 80.0233 | 69.8856 | 60.3345 | 51.4016 | 43.0233 | 35.8974 | 29.3689 | 23.4315 | 18.0761 | 13.2947 | 9.8466 | 6.8067 | 4.1614 | 1.8971 | 0 | 0 | 0 | 0 | 0 | 0
|  | Active: CEC 2019 IEPR - Mid Demand | [5 empty] | 0 | 0 | 0 | 0 | 0 | 0 | 0 | 0 | 0 | 0 | 0 | 0 | 0 | 0 | 0 | 0 | 0 | 0 | 0 | 0 | 0 | 0 | 0 | 0 | 0 | 0 | 0 | 0 | 0 | 0 | 0 | 0 | 0
Energy Efficiency
|  | CEC 2019 IEPR - Mid Mid AAEE | [5 empty] | 0 | 0 | 0 | 0 | 0 | 0 | 0 | 0 | 0 | 0 | 0 | 0 | 0 | 0 | 0 | 0 | 0 | 0 | 0 | 0 | 0 | 0 | 0 | 0 | 0 | 0 | 0 | 0 | 0 | 0 | 0 | 0 | 0
|  | CEC Pathways Baseload | [5 empty] | 0 | 0 | 0 | 0 | 0 | 0 | 0 | 0 | 0 | 0 | 0 | 0 | 0 | 0 | 0 | 0 | 0 | 0 | 7.4395e-13 | 7.4395e-13 | 7.4395e-13 | 7.4395e-13 | 7.4395e-13 | 7.4395e-13 | 7.4395e-13 | 7.4395e-13 | 7.4395e-13 | 0 | 0 | 0 | 0 | 0 | 0
|  | No New DER | [5 empty] | 0 | 0 | 0 | 184.634 | 379.6692 | 631.6052 | 768.1161 | 972.6487 | 1166.4551 | 1348.416 | 1525.0279 | 1696.7476 | 1868.522 | 2120.0506 | 2371.5791 | 2623.1077 | 2874.6362 | 3126.1648 | 3377.6934 | 3629.2219 | 3880.7505 | 4132.2791 | 4383.8076 | 4635.3362 | 4886.8648 | 5138.3933 | 5389.9219 | 5641.4505 | 5892.979 | 6144.5076 | 6396.0361 | 6647.5647 | 6899.0933
|  | Active: No New DER | [5 empty] | 0 | 0 | 0 | 184.634 | 379.6692 | 631.6052 | 768.1161 | 972.6487 | 1166.4551 | 1348.416 | 1525.0279 | 1696.7476 | 1868.522 | 2120.0506 | 2371.5791 | 2623.1077 | 2874.6362 | 3126.1648 | 3377.6934 | 3629.2219 | 3880.7505 | 4132.2791 | 4383.8076 | 4635.3362 | 4886.8648 | 5138.3933 | 5389.9219 | 5641.4505 | 5892.979 | 6144.5076 | 6396.0361 | 6647.5647 | 6899.0933
BTM PV
|  | CEC 2019 IEPR - Mid PV + Mid-Mid AAPV | [5 empty] | 0 | 0 | 0 | 0 | 0 | 0 | 0 | 0 | 0 | 0 | 0 | 0 | 0 | 0 | 0 | 0 | 0 | 0 | 0 | 0 | 0 | 0 | 0 | 0 | 0 | 0 | 0 | 0 | 0 | 0 | 0 | 0 | 0
|  | No New DER | [5 empty] | 0 | 0 | 338.508 | 160.9939 | 236.5633 | 299.1415 | 4.8635 | 5.4927 | 6.0848 | 6.6637 | 7.2403 | 7.818 | 8.4007 | 8.7654 | 9.3326 | 9.9002 | 10.4673 | 11.0345 | 11.602 | 12.1692 | 12.7368 | 13.3039 | 13.8715 | 14.4387 | 15.0058 | 15.5734 | 16.1406 | 16.7081 | 17.2753 | 17.8429 | 18.41 | 18.9772 | 19.5448
|  | Active: No New DER | [5 empty] | 0 | 0 | 338.508 | 160.9939 | 236.5633 | 299.1415 | 4.8635 | 5.4927 | 6.0848 | 6.6637 | 7.2403 | 7.818 | 8.4007 | 8.7654 | 9.3326 | 9.9002 | 10.4673 | 11.0345 | 11.602 | 12.1692 | 12.7368 | 13.3039 | 13.8715 | 14.4387 | 15.0058 | 15.5734 | 16.1406 | 16.7081 | 17.2753 | 17.8429 | 18.41 | 18.9772 | 19.5448
BTM Storage
|  | CEC 2019 IEPR - Mid Mid Storage | [5 empty] | 0 | 0 | 0 | 0 | 0 | 0 | 0 | 0 | 0 | 0 | 0 | 0 | 0 | 0 | 0 | 0 | 0 | 0 | 0 | 0 | 0 | 0 | 0 | 0 | 0 | 0 | 0 | 0 | 0 | 0 | 0 | 0 | 0
|  | No New DER | [5 empty] | 0 | 0 | 99.4706 | 203.6396 | 307.4833 | 410.2585 | 523.3622 | 639.0172 | 756.8694 | 876.7315 | 986.579 | 1108.5619 | 1232.0856 | 1232.0856 | 1232.0856 | 1232.0856 | 1232.0856 | 1232.0856 | 1232.0856 | 1217.2412 | 1217.2412 | 1217.2412 | 1217.2412 | 1217.2412 | 1217.2412 | 1217.2412 | 1217.2412 | 1217.2412 | 1217.2412 | 1217.2412 | 1217.2412 | 1217.2412 | 1217.2412
|  | Active: No New DER | [5 empty] | 0 | 0 | 99.4706 | 203.6396 | 307.4833 | 410.2585 | 523.3622 | 639.0172 | 756.8694 | 876.7315 | 986.579 | 1108.5619 | 1232.0856 | 1232.0856 | 1232.0856 | 1232.0856 | 1232.0856 | 1232.0856 | 1232.0856 | 1217.2412 | 1217.2412 | 1217.2412 | 1217.2412 | 1217.2412 | 1217.2412 | 1217.2412 | 1217.2412 | 1217.2412 | 1217.2412 | 1217.2412 | 1217.2412 | 1217.2412 | 1217.2412
Building Electrification (Residential Space Heating)
|  | None Through 2030 | [5 empty] | 0 | 0 | 0 | 0 | 0 | 0 | 0 | 0 | 0 | 0 | 0 | 0 | 0 | 0 | 0 | 0 | 0 | 0 | 0 | 0 | 0 | 0 | 0 | 0 | 0 | 0 | 0 | 0 | 0 | 0 | 0 | 0 | 0
|  | CEC Pathways High Biofuels | [5 empty] | 0 | 0 | 0 | 0 | 0 | 0 | 0 | 0 | 0 | 0 | 0 | 0 | 0 | 0 | 0 | 0 | 0 | 0 | 0 | 0 | 0 | 0 | 0 | 0 | 0 | 0 | 0 | 0 | 0 | 0 | 0 | 0 | 0
|  | Active: None Through 2030 | [5 empty] | 0 | 0 | 0 | 0 | 0 | 0 | 0 | 0 | 0 | 0 | 0 | 0 | 0 | 0 | 0 | 0 | 0 | 0 | 0 | 0 | 0 | 0 | 0 | 0 | 0 | 0 | 0 | 0 | 0 | 0 | 0 | 0 | 0
Building Electrification (Residential Water Heating)
|  | None Through 2030 | [5 empty] | 0 | 0 | 0 | 0 | 0 | 0 | 0 | 0 | 0 | 0 | 0 | 0 | 0 | 77.7562 | 155.5124 | 233.2687 | 311.0249 | 388.7811 | 466.5373 | 544.2935 | 622.0498 | 699.806 | 777.5622 | 855.3184 | 933.0747 | 1010.8309 | 1088.5871 | 1166.3433 | 1185.9494 | 1201.0033 | 1212.524 | 1221.3643 | 1228.1268
|  | CEC Pathways High Biofuels | [5 empty] | 0 | 0 | 0 | 0 | 0 | 0 | 0 | 5.8454 | 18.1455 | 39.5866 | 71.4226 | 115.179 | 169.1555 | 236.2329 | 313.4946 | 398.2274 | 486.716 | 576.4434 | 664.5655 | 749.2507 | 828.7535 | 901.3457 | 965.9048 | 1022.1 | 1069.7532 | 1109.1922 | 1141.0928 | 1166.3433 | 1185.9494 | 1201.0033 | 1212.524 | 1221.3643 | 1228.1268
|  | Active: None Through 2030 | [5 empty] | 0 | 0 | 0 | 0 | 0 | 0 | 0 | 0 | 0 | 0 | 0 | 0 | 0 | 77.7562 | 155.5124 | 233.2687 | 311.0249 | 388.7811 | 466.5373 | 544.2935 | 622.0498 | 699.806 | 777.5622 | 855.3184 | 933.0747 | 1010.8309 | 1088.5871 | 1166.3433 | 1185.9494 | 1201.0033 | 1212.524 | 1221.3643 | 1228.1268
Building Electrification (Residential Cooking)
|  | None Through 2030 | [5 empty] | 0 | 0 | 0 | 0 | 0 | 0 | 0 | 0 | 0 | 0 | 0 | 0 | 0 | 51.508 | 103.0159 | 154.5239 | 206.0318 | 257.5398 | 309.0478 | 360.5557 | 412.0637 | 463.5716 | 515.0796 | 566.5876 | 618.0955 | 669.6035 | 721.1114 | 772.6194 | 825.4261 | 877.8405 | 929.6087 | 980.4586 | 1030.0283
|  | CEC Pathways High Biofuels | [5 empty] | 0 | 0 | 0 | 0 | 0 | 0 | 0 | 18.3186 | 40.8124 | 63.6325 | 96.5384 | 136.6655 | 150.3534 | 177.9655 | 206.5368 | 236.3338 | 267.2941 | 301.1041 | 338.2088 | 378.8034 | 422.3461 | 468.0164 | 515.4363 | 564.6591 | 615.3398 | 667.1534 | 719.7247 | 772.6194 | 825.4261 | 877.8405 | 929.6087 | 980.4586 | 1030.0283
|  | Active: None Through 2030 | [5 empty] | 0 | 0 | 0 | 0 | 0 | 0 | 0 | 0 | 0 | 0 | 0 | 0 | 0 | 51.508 | 103.0159 | 154.5239 | 206.0318 | 257.5398 | 309.0478 | 360.5557 | 412.0637 | 463.5716 | 515.0796 | 566.5876 | 618.0955 | 669.6035 | 721.1114 | 772.6194 | 825.4261 | 877.8405 | 929.6087 | 980.4586 | 1030.0283
Building Electrification (Residential Clothes Drying)
|  | None Through 2030 | [5 empty] | 0 | 0 | 0 | 0 | 0 | 0 | 0 | 0 | 0 | 0 | 0 | 0 | 0 | 13.3546 | 26.7093 | 40.0639 | 53.4186 | 66.7732 | 80.1279 | 93.4825 | 106.8371 | 120.1918 | 133.5464 | 146.9011 | 160.2557 | 173.6104 | 186.965 | 200.3197 | 236.9039 | 273.5777 | 309.8433 | 345.1547 | 378.9059
|  | CEC Pathways High Biofuels | [5 empty] | 0 | 0 | 0 | 0 | 0 | 0 | 0 | -4.1663 | -9.1892 | -15.9835 | -24.4133 | -33.4101 | -43.6236 | -52.4574 | -60.1123 | -65.5695 | -67.4716 | -63.7022 | -53.6185 | -37.6512 | -16.9647 | 7.2528 | 34.3017 | 63.9132 | 95.6842 | 129.2653 | 164.2846 | 200.3197 | 236.9039 | 273.5777 | 309.8433 | 345.1547 | 378.9059
|  | Active: None Through 2030 | [5 empty] | 0 | 0 | 0 | 0 | 0 | 0 | 0 | 0 | 0 | 0 | 0 | 0 | 0 | 13.3546 | 26.7093 | 40.0639 | 53.4186 | 66.7732 | 80.1279 | 93.4825 | 106.8371 | 120.1918 | 133.5464 | 146.9011 | 160.2557 | 173.6104 | 186.965 | 200.3197 | 236.9039 | 273.5777 | 309.8433 | 345.1547 | 378.9059
Building Electrification (Commercial Space Heating)
|  | None Through 2030 | [5 empty] | 0 | 0 | 0 | 0 | 0 | 0 | 0 | 0 | 0 | 0 | 0 | 0 | 0 | 0 | 0 | 0 | 0 | 0 | 0 | 0 | 0 | 0 | 0 | 0 | 0 | 0 | 0 | 0 | 0 | 0 | 0 | 0 | 0
|  | CEC Pathways High Biofuels | [5 empty] | 0 | 0 | 0 | 0 | 0 | 0 | 0 | 0 | 0 | 0 | 0 | 0 | 0 | 0 | 0 | 0 | 0 | 0 | 0 | 0 | 0 | 0 | 0 | 0 | 0 | 0 | 0 | 0 | 0 | 0 | 0 | 0 | 0
|  | Active: None Through 2030 | [5 empty] | 0 | 0 | 0 | 0 | 0 | 0 | 0 | 0 | 0 | 0 | 0 | 0 | 0 | 0 | 0 | 0 | 0 | 0 | 0 | 0 | 0 | 0 | 0 | 0 | 0 | 0 | 0 | 0 | 0 | 0 | 0 | 0 | 0
Building Electrification (Commercial Water Heating)
|  | None Through 2030 | [5 empty] | 0 | 0 | 0 | 0 | 0 | 0 | 0 | 0 | 0 | 0 | 0 | 0 | 0 | 37.2131 | 74.4261 | 111.6392 | 148.8522 | 186.0653 | 223.2784 | 260.4914 | 297.7045 | 334.9175 | 372.1306 | 409.3436 | 446.5567 | 483.7698 | 520.9828 | 558.1959 | 579.0518 | 597.2482 | 613.0694 | 626.8474 | 638.9292
|  | CEC Pathways High Biofuels | [5 empty] | 0 | 0 | 0 | 0 | 0 | 0 | 0 | 1.4124 | 4.4769 | 11.29 | 21.9291 | 37.8597 | 54.3311 | 79.4594 | 109.3201 | 143.0217 | 179.5519 | 217.9371 | 257.3222 | 296.9646 | 336.2135 | 374.4748 | 411.2116 | 445.9353 | 478.2377 | 507.8119 | 534.4791 | 558.1959 | 579.0518 | 597.2482 | 613.0694 | 626.8474 | 638.9292
|  | Active: None Through 2030 | [5 empty] | 0 | 0 | 0 | 0 | 0 | 0 | 0 | 0 | 0 | 0 | 0 | 0 | 0 | 37.2131 | 74.4261 | 111.6392 | 148.8522 | 186.0653 | 223.2784 | 260.4914 | 297.7045 | 334.9175 | 372.1306 | 409.3436 | 446.5567 | 483.7698 | 520.9828 | 558.1959 | 579.0518 | 597.2482 | 613.0694 | 626.8474 | 638.9292
Building Electrification (Commercial Cooking)
|  | None Through 2030 | [5 empty] | 0 | 0 | 0 | 0 | 0 | 0 | 0 | 0 | 0 | 0 | 0 | 0 | 0 | 42.2822 | 84.5643 | 126.8465 | 169.1287 | 211.4109 | 253.693 | 295.9752 | 338.2574 | 380.5395 | 422.8217 | 465.1039 | 507.386 | 549.6682 | 591.9504 | 634.2326 | 713.2208 | 787.1994 | 853.7678 | 911.4354 | 959.8101
|  | CEC Pathways High Biofuels | [5 empty] | 0 | 0 | 0 | 0 | 0 | 0 | 0 | 0.17175 | 0.39577 | 0.67659 | 1.0781 | 1.6947 | 2.4862 | 3.7242 | 5.6643 | 9.1706 | 16.3487 | 30.9305 | 56.4385 | 93.3216 | 139.7509 | 193.9803 | 255.0142 | 322.2752 | 395.1524 | 472.6393 | 553.1037 | 634.2326 | 713.2208 | 787.1994 | 853.7678 | 911.4354 | 959.8101
|  | Active: None Through 2030 | [5 empty] | 0 | 0 | 0 | 0 | 0 | 0 | 0 | 0 | 0 | 0 | 0 | 0 | 0 | 42.2822 | 84.5643 | 126.8465 | 169.1287 | 211.4109 | 253.693 | 295.9752 | 338.2574 | 380.5395 | 422.8217 | 465.1039 | 507.386 | 549.6682 | 591.9504 | 634.2326 | 713.2208 | 787.1994 | 853.7678 | 911.4354 | 959.8101
|  | Peak load increase per unit of demand (MW / GWh unless noted) | [5 empty] | 2018 | 2019 | 2020 | 2021 | 2022 | 2023 | 2024 | 2025 | 2026 | 2027 | 2028 | 2029 | 2030 | 2031 | 2032 | 2033 | 2034 | 2035 | 2036 | 2037 | 2038 | 2039 | 2040 | 2041 | 2042 | 2043 | 2044 | 2045 | 2046 | 2047 | 2048 | 2049 | 2050
Baseline Consumption
|  | CEC 2019 IEPR | [5 empty] | 0 | -0.0032885 | 0.080128 | 0.10552 | 0.12122 | 0.13165 | 0.13806 | 0.14329 | 0.14681 | 0.14994 | 0.15282 | 0.15545 | 0.15814 | 0.15814 | 0.15814 | 0.15814 | 0.15814 | 0.15814 | 0.15814 | 0.15814 | 0.15814 | 0.15814 | 0.15814 | 0.15814 | 0.15814 | 0.15814 | 0.15814 | 0.15814 | 0.15814 | 0.15814 | 0.15814 | 0.15814 | 0.15814
Electric Vehicles (Light Duty)
|  | CEC 2019 IEPR - Mid Demand | [5 empty] | 0 | 0.058048 | 0.057183 | 0.03785 | 0.035099 | 0.034896 | 0.038171 | 0.037965 | 0.037734 | 0.037474 | 0.037241 | 0.036909 | 0.036635 | 0.036635 | 0.036635 | 0.036635 | 0.036635 | 0.036635 | 0.036635 | 0.036635 | 0.036635 | 0.036635 | 0.036635 | 0.036635 | 0.036635 | 0.036635 | 0.036635 | 0.036635 | 0.036635 | 0.036635 | 0.036635 | 0.036635 | 0.036635
Electric Vehicles (Buses)
|  | E3 RESHAPE-EV Load Shape Tool | [5 empty] | 0 | 0.075943 | 0.075943 | 0.058692 | 0.026897 | 0.03338 | 0.05589 | 0.045155 | 0.049491 | 0.049858 | 0.039519 | 0.032801 | 0.05589 | 0.05589 | 0.05589 | 0.05589 | 0.05589 | 0.05589 | 0.05589 | 0.05589 | 0.05589 | 0.05589 | 0.05589 | 0.05589 | 0.05589 | 0.05589 | 0.05589 | 0.05589 | 0.05589 | 0.05589 | 0.05589 | 0.05589 | 0.05589
Electric Vehicles (Other Medium/Heavy Duty)
|  | CEC 2019 IEPR - Mid Demand | [5 empty] | 0 | 0.10519 | 0.10076 | 0.056391 | 0.050078 | 0.046349 | 0.040898 | 0.039529 | 0.039448 | 0.040573 | 0.042481 | 0.044393 | 0.04587 | 0.04587 | 0.04587 | 0.04587 | 0.04587 | 0.04587 | 0.04587 | 0.04587 | 0.04587 | 0.04587 | 0.04587 | 0.04587 | 0.04587 | 0.04587 | 0.04587 | 0.04587 | 0.04587 | 0.04587 | 0.04587 | 0.04587 | 0.04587
Other Transport Electrification
|  | CEC 2019 IEPR - Mid Demand | [5 empty] | 0 | 0.10519 | 0.10076 | 0.056391 | 0.050078 | 0.046349 | 0.040898 | 0.039529 | 0.039448 | 0.040573 | 0.042481 | 0.044393 | 0.04587 | 0.04587 | 0.04587 | 0.04587 | 0.04587 | 0.04587 | 0.04587 | 0.04587 | 0.04587 | 0.04587 | 0.04587 | 0.04587 | 0.04587 | 0.04587 | 0.04587 | 0.04587 | 0.04587 | 0.04587 | 0.04587 | 0.04587 | 0.04587
Energy Efficiency
|  | CEC 2019 IEPR - Mid Demand | [5 empty] | 0 | -0.21441 | -0.21441 | -0.20586 | -0.20688 | -0.21199 | -0.19006 | -0.19235 | -0.1948 | -0.19763 | -0.20026 | -0.20256 | -0.20449 | -0.20449 | -0.20449 | -0.20449 | -0.20449 | -0.20449 | -0.20449 | -0.20449 | -0.20449 | -0.20449 | -0.20449 | -0.20449 | -0.20449 | -0.20449 | -0.20449 | -0.20449 | -0.20449 | -0.20449 | -0.20449 | -0.20449 | -0.20449
BTM PV
|  | CEC 2019 IEPR - Mid Demand | [5 empty] | 0 | -0.13921 | -0.13938 | -0.031785 | -0.031779 | -0.031714 | -0.00043578 | -0.00043239 | -0.00043042 | -0.00042951 | -0.00042927 | -0.00042941 | -0.00042982 | -0.00042982 | -0.00042982 | -0.00042982 | -0.00042982 | -0.00042982 | -0.00042982 | -0.00042982 | -0.00042982 | -0.00042982 | -0.00042982 | -0.00042982 | -0.00042982 | -0.00042982 | -0.00042982 | -0.00042982 | -0.00042982 | -0.00042982 | -0.00042982 | -0.00042982 | -0.00042982
BTM Storage (MW/MW)
|  | CEC 2019 IEPR - Mid Demand | [5 empty] | 0 | -0.89 | -0.89 | -0.88 | -0.86 | -0.84 | -0.84 | -0.84 | -0.84 | -0.84 | -0.83 | -0.83 | -0.83 | -0.83 | -0.83 | -0.83 | -0.83 | -0.83 | -0.83 | -0.82 | -0.82 | -0.82 | -0.82 | -0.82 | -0.82 | -0.82 | -0.82 | -0.82 | -0.82 | -0.82 | -0.82 | -0.82 | -0.82
Building Electrification (Residential Space Heating)
|  | E3 RESHAPE | [5 empty] | 0 | 0 | 0 | 0 | 0 | 0 | 0 | 0 | 0 | 0 | 0 | 0 | 0 | 0 | 0 | 0 | 0 | 0 | 0 | 0 | 0 | 0 | 0 | 0 | 0 | 0 | 0 | 0 | 0 | 0 | 0 | 0 | 0
Building Electrification (Residential Water Heating)
|  | E3 RESHAPE | [5 empty] | 0 | 0.10214 | 0.10214 | 0.091736 | 0.091736 | 0.091736 | 0.10603 | 0.10603 | 0.10603 | 0.10749 | 0.10749 | 0.10749 | 0.10603 | 0.10603 | 0.10603 | 0.10603 | 0.10603 | 0.10603 | 0.10603 | 0.10603 | 0.10603 | 0.10603 | 0.10603 | 0.10603 | 0.10603 | 0.10603 | 0.10603 | 0.10603 | 0.10603 | 0.10603 | 0.10603 | 0.10603 | 0.10603
Building Electrification (Residential Cooking)
|  | 2019 CEC IOU Load Shapes Study | [5 empty] | 0 | 0.244 | 0.24677 | 0.28129 | 0.30313 | 0.30854 | 0.28262 | 0.27031 | 0.27249 | 0.26356 | 0.28598 | 0.31466 | 0.28262 | 0.28262 | 0.28262 | 0.28262 | 0.28262 | 0.28262 | 0.28262 | 0.28262 | 0.28262 | 0.28262 | 0.28262 | 0.28262 | 0.28262 | 0.28262 | 0.28262 | 0.28262 | 0.28262 | 0.28262 | 0.28262 | 0.28262 | 0.28262
Building Electrification (Residential Clothes Drying)
|  | 2019 CEC IOU Load Shapes Study | [5 empty] | 0 | 0.16228 | 0.16147 | 0.14105 | 0.1395 | 0.14268 | 0.15471 | 0.15341 | 0.14086 | 0.14275 | 0.14769 | 0.14965 | 0.15471 | 0.15471 | 0.15471 | 0.15471 | 0.15471 | 0.15471 | 0.15471 | 0.15471 | 0.15471 | 0.15471 | 0.15471 | 0.15471 | 0.15471 | 0.15471 | 0.15471 | 0.15471 | 0.15471 | 0.15471 | 0.15471 | 0.15471 | 0.15471
Building Electrification (Commercial Space Heating)
|  | E3 RESHAPE | [5 empty] | 0 | 0 | 0 | 0 | 0 | 0 | 0 | 0 | 0 | 0 | 0 | 0 | 0 | 0 | 0 | 0 | 0 | 0 | 0 | 0 | 0 | 0 | 0 | 0 | 0 | 0 | 0 | 0 | 0 | 0 | 0 | 0 | 0
Building Electrification (Commercial Water Heating)
|  | E3 RESHAPE | [5 empty] | 0 | 0.097164 | 0.097164 | 0.10532 | 0.10532 | 0.10532 | 0.089666 | 0.089666 | 0.089666 | 0.098427 | 0.098427 | 0.098427 | 0.089666 | 0.089666 | 0.089666 | 0.089666 | 0.089666 | 0.089666 | 0.089666 | 0.089666 | 0.089666 | 0.089666 | 0.089666 | 0.089666 | 0.089666 | 0.089666 | 0.089666 | 0.089666 | 0.089666 | 0.089666 | 0.089666 | 0.089666 | 0.089666
Building Electrification (Commercial Cooking)
|  | 2019 CEC IOU Load Shapes Study | [5 empty] | 0 | 0.16417 | 0.17241 | 0.16074 | 0.16042 | 0.15848 | 0.14117 | 0.14771 | 0.15439 | 0.14961 | 0.14583 | 0.14632 | 0.14117 | 0.14117 | 0.14117 | 0.14117 | 0.14117 | 0.14117 | 0.14117 | 0.14117 | 0.14117 | 0.14117 | 0.14117 | 0.14117 | 0.14117 | 0.14117 | 0.14117 | 0.14117 | 0.14117 | 0.14117 | 0.14117 | 0.14117 | 0.14117
|  | Hydrogen Production (MW) | [5 empty] | 2018 | 2019 | 2020 | 2021 | 2022 | 2023 | 2024 | 2025 | 2026 | 2027 | 2028 | 2029 | 2030 | 2031 | 2032 | 2033 | 2034 | 2035 | 2036 | 2037 | 2038 | 2039 | 2040 | 2041 | 2042 | 2043 | 2044 | 2045 | 2046 | 2047 | 2048 | 2049 | 2050
|  | No Hydrogen | [5 empty] | 0 | 0 | 0 | 0 | 0 | 0 | 0 | 0 | 0 | 0 | 0 | 0 | 0 | 0 | 0 | 0 | 0 | 0 | 0 | 0 | 0 | 0 | 0 | 0 | 0 | 0 | 0 | 0 | 0 | 0 | 0 | 0 | 0
|  | None Through 2030 | [5 empty] | 0 | 0 | 0 | 0 | 0 | 0 | 0 | 0 | 0 | 0 | 0 | 0 | 0 | 0 | 0 | 0 | 0 | 0 | 0 | 0 | 0 | 0 | 0 | 0 | 0 | 0 | 0 | 0 | 0 | 0 | 0 | 0 | 0
|  | CEC Pathways High Biofuels | [5 empty] | 0 | 0 | 0 | 0 | 0 | 0 | 0 | 0 | 0 | 0 | 0 | 0 | 0 | 0 | 0 | 0 | 0 | 0 | 0 | 0 | 0 | 0 | 0 | 0 | 0 | 0 | 0 | 0 | 0 | 0 | 0 | 0 | 0
|  | CEC Pathways High Electrification | [5 empty] | 0 | 0 | 0 | 0 | 0 | 0 | 0 | 0 | 0 | 0 | 0 | 0 | 0 | 0 | 0 | 0 | 0 | 0 | 0 | 0 | 0 | 0 | 0 | 0 | 0 | 0 | 0 | 0 | 0 | 0 | 0 | 0 | 0
|  | CEC Pathways High Hydrogen | [5 empty] | 0 | 0 | 0 | 0 | 0 | 0 | 0 | 0 | 0 | 0 | 0 | 0 | 0 | 0 | 0 | 0 | 0 | 0 | 0 | 0 | 0 | 0 | 0 | 0 | 0 | 0 | 0 | 0 | 0 | 0 | 0 | 0 | 0
|  | Active: No Hydrogen | [5 empty] | 0 | 0 | 0 | 0 | 0 | 0 | 0 | 0 | 0 | 0 | 0 | 0 | 0 | 0 | 0 | 0 | 0 | 0 | 0 | 0 | 0 | 0 | 0 | 0 | 0 | 0 | 0 | 0 | 0 | 0 | 0 | 0 | 0
|  | Scenario-Specific Managed Net Peak (MW) | [5 empty] | 2018 | 2019 | 2020 | 2021 | 2022 | 2023 | 2024 | 2025 | 2026 | 2027 | 2028 | 2029 | 2030 | 2031 | 2032 | 2033 | 2034 | 2035 | 2036 | 2037 | 2038 | 2039 | 2040 | 2041 | 2042 | 2043 | 2044 | 2045 | 2046 | 2047 | 2048 | 2049 | 2050
|  | CAISO Managed Net Mid Peak, all years (MW) | [5 empty] | 0 | 46227.899 | 45766.493 | 45305.911 | 45404.199 | 45573.008 | 45732.199 | 45950.682 | 46136.644 | 46354.532 | 46621.479 | 46833.063 | 47148.488 | 47232.4482 | 47316.4085 | 47400.3687 | 47484.3289 | 47568.2891 | 47652.2494 | 47736.2096 | 47820.1698 | 47904.13 | 47988.0903 | 48072.0505 | 48156.0107 | 48239.9709 | 48323.9312 | 48407.8914 | 48482.4381 | 48556.397 | 48629.7827 | 48701.9546 | 48771.7453
|  | Baseline Consumption: Difference from Mid | [5 empty] | 0 | 0 | 0 | 0 | 0 | 0 | 0 | 0 | 0 | 0 | 0 | 0 | 0 | 0 | 0 | 0 | 0 | 0 | 0 | 0 | 0 | 0 | 0 | 0 | 0 | 0 | 0 | 0 | 0 | 0 | 0 | 0 | 0
|  | Electric Vehicles (Light Duty): Difference from Mid | [5 empty] | 0 | 0 | 0 | 0 | 0 | 0 | 0 | 0 | 0 | 0 | 0 | 0 | 0 | 0 | 0 | 0 | 0 | 0 | 0 | 0 | 0 | 0 | 0 | 0 | 0 | 0 | 0 | 0 | 0 | 0 | 0 | 0 | 0
|  | Electric Vehicles (Buses): Difference from Mid | [5 empty] | 0 | 0 | 0 | 0 | 0 | 0 | 0 | 0 | 0 | 0 | 0 | 0 | 0 | 0 | 0 | 0 | 0 | 0 | 0 | 0 | 0 | 0 | 0 | 0 | 0 | 0 | 0 | 0 | 0 | 0 | 0 | 0 | 0
|  | Electric Vehicles (Other Medium/Heavy Duty): Difference from Mid | [5 empty] | 0 | 0 | 0 | 0 | 0 | 0 | 0 | 0 | 0 | 0 | 0 | 0 | 0 | 0 | 0 | 0 | 0 | 0 | 0 | 0 | 0 | 0 | 0 | 0 | 0 | 0 | 0 | 0 | 0 | 0 | 0 | 0 | 0
|  | Other Transport Electrification: Difference from Mid | [5 empty] | 0 | 0 | 0 | 0 | 0 | 0 | 0 | 0 | 0 | 0 | 0 | 0 | 0 | 0 | 0 | 0 | 0 | 0 | 0 | 0 | 0 | 0 | 0 | 0 | 0 | 0 | 0 | 0 | 0 | 0 | 0 | 0 | 0
|  | Energy Efficiency: Difference from Mid | [5 empty] | 0 | 0 | 0 | 184.634 | 379.6692 | 631.6052 | 768.1161 | 972.6487 | 1166.4551 | 1348.416 | 1525.0279 | 1696.7476 | 1868.522 | 2120.0506 | 2371.5791 | 2623.1077 | 2874.6362 | 3126.1648 | 3377.6934 | 3629.2219 | 3880.7505 | 4132.2791 | 4383.8076 | 4635.3362 | 4886.8648 | 5138.3933 | 5389.9219 | 5641.4505 | 5892.979 | 6144.5076 | 6396.0361 | 6647.5647 | 6899.0933
|  | BTM PV: Difference from Mid | [5 empty] | 0 | 0 | 338.508 | 160.9939 | 236.5633 | 299.1415 | 4.8635 | 5.4927 | 6.0848 | 6.6637 | 7.2403 | 7.818 | 8.4007 | 8.7654 | 9.3326 | 9.9002 | 10.4673 | 11.0345 | 11.602 | 12.1692 | 12.7368 | 13.3039 | 13.8715 | 14.4387 | 15.0058 | 15.5734 | 16.1406 | 16.7081 | 17.2753 | 17.8429 | 18.41 | 18.9772 | 19.5448
|  | BTM Storage: Difference from Mid | [5 empty] | 0 | 0 | 99.4706 | 203.6396 | 307.4833 | 410.2585 | 523.3622 | 639.0172 | 756.8694 | 876.7315 | 986.579 | 1108.5619 | 1232.0856 | 1232.0856 | 1232.0856 | 1232.0856 | 1232.0856 | 1232.0856 | 1232.0856 | 1217.2412 | 1217.2412 | 1217.2412 | 1217.2412 | 1217.2412 | 1217.2412 | 1217.2412 | 1217.2412 | 1217.2412 | 1217.2412 | 1217.2412 | 1217.2412 | 1217.2412 | 1217.2412
|  | Building Electrification (Residential Space Heating): Difference from Mid | [5 empty] | 0 | 0 | 0 | 0 | 0 | 0 | 0 | 0 | 0 | 0 | 0 | 0 | 0 | 0 | 0 | 0 | 0 | 0 | 0 | 0 | 0 | 0 | 0 | 0 | 0 | 0 | 0 | 0 | 0 | 0 | 0 | 0 | 0
|  | Building Electrification (Residential Water Heating): Difference from Mid | [5 empty] | 0 | 0 | 0 | 0 | 0 | 0 | 0 | 0 | 0 | 0 | 0 | 0 | 0 | 77.7562 | 155.5124 | 233.2687 | 311.0249 | 388.7811 | 466.5373 | 544.2935 | 622.0498 | 699.806 | 777.5622 | 855.3184 | 933.0747 | 1010.8309 | 1088.5871 | 1166.3433 | 1185.9494 | 1201.0033 | 1212.524 | 1221.3643 | 1228.1268
|  | Building Electrification (Residential Cooking): Difference from Mid | [5 empty] | 0 | 0 | 0 | 0 | 0 | 0 | 0 | 0 | 0 | 0 | 0 | 0 | 0 | 51.508 | 103.0159 | 154.5239 | 206.0318 | 257.5398 | 309.0478 | 360.5557 | 412.0637 | 463.5716 | 515.0796 | 566.5876 | 618.0955 | 669.6035 | 721.1114 | 772.6194 | 825.4261 | 877.8405 | 929.6087 | 980.4586 | 1030.0283
|  | Building Electrification (Residential Clothes Drying): Difference from Mid | [5 empty] | 0 | 0 | 0 | 0 | 0 | 0 | 0 | 0 | 0 | 0 | 0 | 0 | 0 | 13.3546 | 26.7093 | 40.0639 | 53.4186 | 66.7732 | 80.1279 | 93.4825 | 106.8371 | 120.1918 | 133.5464 | 146.9011 | 160.2557 | 173.6104 | 186.965 | 200.3197 | 236.9039 | 273.5777 | 309.8433 | 345.1547 | 378.9059
|  | Building Electrification (Commercial Space Heating): Difference from Mid | [5 empty] | 0 | 0 | 0 | 0 | 0 | 0 | 0 | 0 | 0 | 0 | 0 | 0 | 0 | 0 | 0 | 0 | 0 | 0 | 0 | 0 | 0 | 0 | 0 | 0 | 0 | 0 | 0 | 0 | 0 | 0 | 0 | 0 | 0
|  | Building Electrification (Commercial Water Heating): Difference from Mid | [5 empty] | 0 | 0 | 0 | 0 | 0 | 0 | 0 | 0 | 0 | 0 | 0 | 0 | 0 | 37.2131 | 74.4261 | 111.6392 | 148.8522 | 186.0653 | 223.2784 | 260.4914 | 297.7045 | 334.9175 | 372.1306 | 409.3436 | 446.5567 | 483.7698 | 520.9828 | 558.1959 | 579.0518 | 597.2482 | 613.0694 | 626.8474 | 638.9292
|  | Building Electrification (Commercial Cooking): Difference from Mid | [5 empty] | 0 | 0 | 0 | 0 | 0 | 0 | 0 | 0 | 0 | 0 | 0 | 0 | 0 | 42.2822 | 84.5643 | 126.8465 | 169.1287 | 211.4109 | 253.693 | 295.9752 | 338.2574 | 380.5395 | 422.8217 | 465.1039 | 507.386 | 549.6682 | 591.9504 | 634.2326 | 713.2208 | 787.1994 | 853.7678 | 911.4354 | 959.8101
|  | Hydrogen Production | [5 empty] | 0 | 0 | 0 | 0 | 0 | 0 | 0 | 0 | 0 | 0 | 0 | 0 | 0 | 0 | 0 | 0 | 0 | 0 | 0 | 0 | 0 | 0 | 0 | 0 | 0 | 0 | 0 | 0 | 0 | 0 | 0 | 0 | 0
|  | CAISO Managed Net Peak, Scenario Specific | [5 empty] | 0 | 46227.899 | 46204.4716 | 45855.1785 | 46327.9149 | 46914.0132 | 47028.5407 | 47567.8406 | 48066.0533 | 48586.3432 | 49140.3262 | 49646.1905 | 50257.4963 | 50815.4638 | 51373.6338 | 51931.8042 | 52489.9742 | 53048.1442 | 53606.3146 | 54149.6402 | 54707.8107 | 55265.9807 | 55824.1511 | 56382.3211 | 56940.4911 | 57498.6615 | 58056.8315 | 58615.0019 | 59150.4856 | 59672.8576 | 60180.2833 | 60670.9981 | 61143.4248
|  | Capacity Contribution of Behind The Meter Resources Modeled as Supply-Side in RESOLVE |  |  | Method | Last Year | Period | 2018 | 2019 | 2020 | 2021 | 2022 | 2023 | 2024 | 2025 | 2026 | 2027 | 2028 | 2029 | 2030 | 2031 | 2032 | 2033 | 2034 | 2035 | 2036 | 2037 | 2038 | 2039 | 2040 | 2041 | 2042 | 2043 | 2044 | 2045 | 2046 | 2047 | 2048 | 2049 | 2050
BTM PV (MW peak reduction)
|  | CEC 2019 IEPR - Mid PV + Mid-Mid AAPV |  |  | Flat | 2030 |  | 0 | 4336.682 | 4788.759 | 5454.495 | 5665.592 | 5906.586 | 6108.94 | 6239.393 | 6383.956 | 6492.962 | 6582.085 | 6704.609 | 6733.15 | 6733.15 | 6733.15 | 6733.15 | 6733.15 | 6733.15 | 6733.15 | 6733.15 | 6733.15 | 6733.15 | 6733.15 | 6733.15 | 6733.15 | 6733.15 | 6733.15 | 6733.15 | 6733.15 | 6733.15 | 6733.15 | 6733.15 | 6733.15
|  | CEC 2019 IEPR - Mid PV Baseline | [6 empty] | 4337 | 4726 | 5333 | 5489 | 5679 | 5832 | 5920 | 6024 | 6098 | 6156 | 6247 | 6252 | 6118 | 6095 | 6073 | 6054 | 6036 | 6019 | 6003 | 5988 | 5975 | 5962 | 5950 | 5939 | 5928 | 5919 | 5909 | 5900 | 5892 | 5884 | 5876 | 5869
| Use the relative ratio of installed capacity because there is no split of peak reduction in the 2018 Adjustment Spreadsheet | CEC 2018 IEPR - Mid-Mid AAPV | [6 empty] | - | 63 | 121 | 177 | 228 | 277 | 320 | 360 | 395 | 426 | 458 | 481 | 615 | 638 | 660 | 679 | 698 | 714 | 730 | 745 | 758 | 771 | 783 | 794 | 805 | 815 | 824 | 833 | 841 | 849 | 857 | 864
|  | No New DER | [5 empty] | 0 | 4336.682 | 4399.3579 | 4457.9271 | 4513.3547 | 4564.7469 | 4613.4744 | 4656.423 | 4696.4275 | 4731.2522 | 4762.7216 | 4794.4389 | 4817.767 | 4951.4412 | 4974.9016 | 4996.4071 | 5015.9141 | 5034.1881 | 5051.1086 | 5066.8206 | 5081.4491 | 5094.8706 | 5107.6505 | 5119.6318 | 5130.887 | 5141.4801 | 5151.2693 | 5160.7078 | 5169.6361 | 5178.0946 | 5186.1193 | 5193.569 | 5200.8248
|  | Active: No New DER | [5 empty] | 0 | 4336.682 | 4399.3579 | 4457.9271 | 4513.3547 | 4564.7469 | 4613.4744 | 4656.423 | 4696.4275 | 4731.2522 | 4762.7216 | 4794.4389 | 4817.767 | 4951.4412 | 4974.9016 | 4996.4071 | 5015.9141 | 5034.1881 | 5051.1086 | 5066.8206 | 5081.4491 | 5094.8706 | 5107.6505 | 5119.6318 | 5130.887 | 5141.4801 | 5151.2693 | 5160.7078 | 5169.6361 | 5178.0946 | 5186.1193 | 5193.569 | 5200.8248
BTM Storage (MW peak reduction)
|  | CEC 2019 IEPR - Mid Mid Storage |  |  | Flat | 2030 |  |  | 295.7497 | 395.9733 | 499.5463 | 607.7799 | 719.0669 | 832.529 | 947.4838 | 1063.5408 | 1180.4875 | 1298.1654 | 1416.4036 | 1535.0283 | 1535.0283 | 1535.0283 | 1535.0283 | 1535.0283 | 1535.0283 | 1535.0283 | 1535.0283 | 1535.0283 | 1535.0283 | 1535.0283 | 1535.0283 | 1535.0283 | 1535.0283 | 1535.0283 | 1535.0283 | 1535.0283 | 1535.0283 | 1535.0283 | 1535.0283 | 1535.0283
|  | No New DER | [5 empty] | 0 | 295.7497 | 295.7497 | 295.7497 | 295.7497 | 295.7497 | 295.7497 | 295.7497 | 295.7497 | 295.7497 | 295.7497 | 295.7497 | 295.7497 | 295.7497 | 295.7497 | 295.7497 | 295.7497 | 295.7497 | 295.7497 | 295.7497 | 295.7497 | 295.7497 | 295.7497 | 295.7497 | 295.7497 | 295.7497 | 295.7497 | 295.7497 | 295.7497 | 295.7497 | 295.7497 | 295.7497 | 295.7497
|  | Active: No New DER | [5 empty] | 0 | 295.7497 | 295.7497 | 295.7497 | 295.7497 | 295.7497 | 295.7497 | 295.7497 | 295.7497 | 295.7497 | 295.7497 | 295.7497 | 295.7497 | 295.7497 | 295.7497 | 295.7497 | 295.7497 | 295.7497 | 295.7497 | 295.7497 | 295.7497 | 295.7497 | 295.7497 | 295.7497 | 295.7497 | 295.7497 | 295.7497 | 295.7497 | 295.7497 | 295.7497 | 295.7497 | 295.7497 | 295.7497
|  | Total BTM capacity contribution modeled as supply-side in RESOLVE (MW peak reduction) | [5 empty] | 0 | 4632.4317 | 4695.1076 | 4753.6768 | 4809.1043 | 4860.4966 | 4909.2241 | 4952.1727 | 4992.1772 | 5027.0019 | 5058.4713 | 5090.1886 | 5113.5167 | 5247.1909 | 5270.6513 | 5292.1567 | 5311.6638 | 5329.9378 | 5346.8583 | 5362.5703 | 5377.1988 | 5390.6203 | 5403.4002 | 5415.3815 | 5426.6367 | 5437.2298 | 5447.019 | 5456.4575 | 5465.3858 | 5473.8443 | 5481.869 | 5489.3186 | 5496.5745
|  | Planning Reserve Margin (%) | [5 empty] | 15% | 15% | 15% | 15% | 15% | 15% | 15% | 15% | 15% | 15% | 15% | 15% | 15% | 15% | 15% | 15% | 15% | 15% | 15% | 15% | 15% | 15% | 15% | 15% | 15% | 15% | 15% | 15% | 15% | 15% | 15% | 15% | 15%
|  | Reduction in Planning Reserve from demand-side capacity contribution (MW) | [5 empty] | 0 | 694.8648 | 704.2661 | 713.0515 | 721.3657 | 729.0745 | 736.3836 | 742.8259 | 748.8266 | 754.0503 | 758.7707 | 763.5283 | 767.0275 | 787.0786 | 790.5977 | 793.8235 | 796.7496 | 799.4907 | 802.0287 | 804.3855 | 806.5798 | 808.593 | 810.51 | 812.3072 | 813.9955 | 815.5845 | 817.0528 | 818.4686 | 819.8079 | 821.0766 | 822.2803 | 823.3978 | 824.4862
|  | Peak Demand RESOLVE Input - Moves peak contribtuion of BTM PV and Storage to the supply side | [5 empty] | 2018 | 2019 | 2020 | 2021 | 2022 | 2023 | 2024 | 2025 | 2026 | 2027 | 2028 | 2029 | 2030 | 2031 | 2032 | 2033 | 2034 | 2035 | 2036 | 2037 | 2038 | 2039 | 2040 | 2041 | 2042 | 2043 | 2044 | 2045 | 2046 | 2047 | 2048 | 2049 | 2050
|  | Scenario-Specific Managed Net Peak (MW) | [5 empty] | 0 | 46227.899 | 46204.4716 | 45855.1785 | 46327.9149 | 46914.0132 | 47028.5407 | 47567.8406 | 48066.0533 | 48586.3432 | 49140.3262 | 49646.1905 | 50257.4963 | 50815.4638 | 51373.6338 | 51931.8042 | 52489.9742 | 53048.1442 | 53606.3146 | 54149.6402 | 54707.8107 | 55265.9807 | 55824.1511 | 56382.3211 | 56940.4911 | 57498.6615 | 58056.8315 | 58615.0019 | 59150.4856 | 59672.8576 | 60180.2833 | 60670.9981 | 61143.4248
|  | + Total BTM capacity contribution modeled as supply-side in RESOLVE (MW peak reduction) | [5 empty] | 0 | 4632.4317 | 4695.1076 | 4753.6768 | 4809.1043 | 4860.4966 | 4909.2241 | 4952.1727 | 4992.1772 | 5027.0019 | 5058.4713 | 5090.1886 | 5113.5167 | 5247.1909 | 5270.6513 | 5292.1567 | 5311.6638 | 5329.9378 | 5346.8583 | 5362.5703 | 5377.1988 | 5390.6203 | 5403.4002 | 5415.3815 | 5426.6367 | 5437.2298 | 5447.019 | 5456.4575 | 5465.3858 | 5473.8443 | 5481.869 | 5489.3186 | 5496.5745
|  | - Reduction in Planning Reserve from demand-side capacity contribution (MW) | [5 empty] | 0 | -694.8648 | -704.2661 | -713.0515 | -721.3657 | -729.0745 | -736.3836 | -742.8259 | -748.8266 | -754.0503 | -758.7707 | -763.5283 | -767.0275 | -787.0786 | -790.5977 | -793.8235 | -796.7496 | -799.4907 | -802.0287 | -804.3855 | -806.5798 | -808.593 | -810.51 | -812.3072 | -813.9955 | -815.5845 | -817.0528 | -818.4686 | -819.8079 | -821.0766 | -822.2803 | -823.3978 | -824.4862
|  | = RESOLVE Pre-adjustment peak demand for battery ELCC tranches calculation (MW) | [5 empty] | 0 | 50165.4659 | 50195.313 | 49895.8038 | 50415.6535 | 51045.4353 | 51201.3812 | 51777.1874 | 52309.4039 | 52859.2948 | 53440.0268 | 53972.8508 | 54603.9854 | 55275.5761 | 55853.6874 | 56430.1375 | 57004.8884 | 57578.5914 | 58151.1442 | 58707.825 | 59278.4296 | 59848.0079 | 60417.0413 | 60985.3953 | 61553.1322 | 62120.3068 | 62686.7976 | 63252.9908 | 63796.0636 | 64325.6252 | 64839.872 | 65336.9189 | 65815.5131
|  | + Additional increase in PRM constraint for reliability calibration (MW) | [5 empty] | 0 | 0 | 0 | 0 | 0 | 0 | 1739.1304 | 1739.1304 | 1739.1304 | 1739.1304 | 1739.1304 | 1739.1304 | 1739.1304 | 1739.1304 | 1739.1304 | 1739.1304 | 1739.1304 | 1739.1304 | 1739.1304 | 1739.1304 | 1739.1304 | 1739.1304 | 1739.1304 | 1739.1304 | 1739.1304 | 1739.1304 | 1739.1304 | 1739.1304 | 1739.1304 | 1739.1304 | 1739.1304 | 1739.1304 | 1739.1304
|  | = RESOLVE Peak Demand for PRM (BTM PV and BTM Storage are modeled on supply side) | [5 empty] | 0 | 50165.4659 | 50195.313 | 49895.8038 | 50415.6535 | 51045.4353 | 52940.5116 | 53516.3178 | 54048.5343 | 54598.4252 | 55179.1572 | 55711.9812 | 56343.1159 | 57014.7065 | 57592.8178 | 58169.2679 | 58744.0189 | 59317.7218 | 59890.2747 | 60446.9554 | 61017.56 | 61587.1383 | 62156.1717 | 62724.5258 | 63292.2627 | 63859.4373 | 64425.928 | 64992.1212 | 65535.194 | 66064.7556 | 66579.0024 | 67076.0494 | 67554.6436
| Total Net Energy for Load by Resolve Zone |  | Values represent demand at the utility-scale generator busbar
|  | Net Energy for Load - grossed up for T&D losses (GWh) |  |  | Method | Last Year | Period | 2018 | 2019 | 2020 | 2021 | 2022 | 2023 | 2024 | 2025 | 2026 | 2027 | 2028 | 2029 | 2030 | 2031 | 2032 | 2033 | 2034 | 2035 | 2036 | 2037 | 2038 | 2039 | 2040 | 2041 | 2042 | 2043 | 2044 | 2045 | 2046 | 2047 | 2048 | 2049 | 2050
|  | NW | NW |  |  |  |  | 238199.104 | 239513.5897 | 240828.0754 | 241700 | 243368 | 245069 | 246927 | 247725 | 248416 | 249729 | 251304 | 252366.5357 | 253972.9325 | 255287.4183 | 256601.904 | 257916.3897 | 259230.8754 | 260545.3611 | 261859.8468 | 263174.3325 | 264488.8183 | 265803.304 | 267117.7897 | 268432.2754 | 269746.7611 | 271061.2468 | 272375.7325 | 273690.2183 | 275004.704 | 276319.1897 | 277633.6754 | 278948.1611 | 280262.6468
|  | SW | SW |  |  |  |  | 139174.2635 | 140815.8183 | 142457.373 | 143635 | 146338 | 147490 | 148960 | 150580 | 152407 | 153761 | 155531 | 157284.3214 | 158872.9206 | 160514.4754 | 162156.0302 | 163797.5849 | 165439.1397 | 167080.6944 | 168722.2492 | 170363.804 | 172005.3587 | 173646.9135 | 175288.4683 | 176930.023 | 178571.5778 | 180213.1325 | 181854.6873 | 183496.2421 | 185137.7968 | 186779.3516 | 188420.9063 | 190062.4611 | 191704.0159
|  | LDWP | LDWP |  | CAGR | 2030 | 5 | 27774.3287 | 27575.1112 | 27416.649 | 27376.1214 | 27401.3123 | 27101.2132 | 26970.9969 | 26701.5883 | 26595.2837 | 26357.1733 | 26146.8869 | 25910.8108 | 25622.0454 | 25411.4318 | 25202.5495 | 24995.3842 | 24789.9218 | 24586.1483 | 24384.0498 | 24183.6126 | 23984.823 | 23787.6674 | 23592.1324 | 23398.2048 | 23205.8712 | 23015.1186 | 22825.934 | 22638.3045 | 22452.2174 | 22267.6598 | 22084.6194 | 21903.0835 | 21723.0398
|  | IID | IID |  | CAGR | 2030 | 5 | 3891.4673 | 3873.0917 | 3883.0449 | 3882.6812 | 3894.9838 | 3889.0621 | 3887.8538 | 3892.4906 | 3887.8456 | 3883.6783 | 3882.4001 | 3874.2311 | 3860.8118 | 3854.5071 | 3848.2126 | 3841.9284 | 3835.6545 | 3829.3909 | 3823.1374 | 3816.8942 | 3810.6612 | 3804.4383 | 3798.2256 | 3792.0231 | 3785.8307 | 3779.6484 | 3773.4762 | 3767.314 | 3761.162 | 3755.0199 | 3748.8879 | 3742.766 | 3736.654
|  | BANC | BANC |  | CAGR | 2030 | 5 | 19166.4025 | 19114.9175 | 19031.8768 | 18995.4317 | 18978.5889 | 18871.1995 | 18809.6878 | 18751.7781 | 18690.2673 | 18647.5313 | 18646.7342 | 18658.8209 | 18651.2071 | 18631.1577 | 18611.1299 | 18591.1236 | 18571.1388 | 18551.1755 | 18531.2337 | 18511.3133 | 18491.4143 | 18471.5367 | 18451.6805 | 18431.8456 | 18412.032 | 18392.2398 | 18372.4688 | 18352.719 | 18332.9905 | 18313.2832 | 18293.5971 | 18273.9322 | 18254.2883
Note on C11: [Threaded comment] Your version of Excel allows you to read this threaded comment; however, any edits to it will get removed if the file is opened in a newer version of Excel. Learn more: https://go.microsoft.com/fwlink/?linkid=870924 Comment: use for RPS
Note on C159: [Threaded comment] Your version of Excel allows you to read this threaded comment; however, any edits to it will get removed if the file is opened in a newer version of Excel. Learn more: https://go.microsoft.com/fwlink/?linkid=870924 Comment: excluded BTM storage (modeled on resource side).
Note on C174: [Threaded comment] Your version of Excel allows you to read this threaded comment; however, any edits to it will get removed if the file is opened in a newer version of Excel. Learn more: https://go.microsoft.com/fwlink/?linkid=870924 Comment: Should be "+ TOU"?
Note on C321: [Threaded comment] Your version of Excel allows you to read this threaded comment; however, any edits to it will get removed if the file is opened in a newer version of Excel. Learn more: https://go.microsoft.com/fwlink/?linkid=870924 Comment: From 2019 RSP

## Loads - DR
Conventional Demand Response
|  | Existing DR Forecast | NoNewDER
|  | Max Annual Dispatch (MWh) | 0
|  | Utility | Loss Factor
|  | PGE | 1.097
|  | SCE | 1.076
|  | SDGE | 1.096
Baseline DR 1-in-2 Peak Load Impact (MW)
|  | Mid |  | Method | Last Year | Period | 2015 | 2016 | 2017 | 2018 | 2019 | 2020 | 2021 | 2022 | 2023 | 2024 | 2025 | 2026 | 2027 | 2028 | 2029 | 2030 | 2031 | 2032 | 2033 | 2034 | 2035 | 2036 | 2037 | 2038 | 2039 | 2040 | 2041 | 2042 | 2043 | 2044 | 2045 | 2046 | 2047 | 2048 | 2049 | 2050
|  | PG&E |  | Flat | 2022 |  | 541.2 | 541.2 | 541.2 | 541.2 | 541.2 | 541.2 | 541.2 | 541.2 | 541.2 | 541.2 | 541.2 | 541.2 | 541.2 | 541.2 | 541.2 | 541.2 | 541.2 | 541.2 | 541.2 | 541.2 | 541.2 | 541.2 | 541.2 | 541.2 | 541.2 | 541.2 | 541.2 | 541.2 | 541.2 | 541.2 | 541.2 | 541.2 | 541.2 | 541.2 | 541.2 | 541.2
|  | SCE |  | Flat | 2022 |  | 1019.4 | 1019.4 | 1019.4 | 1019.4 | 1019.4 | 1019.4 | 1019.4 | 1019.4 | 1019.4 | 1019.4 | 1019.4 | 1019.4 | 1019.4 | 1019.4 | 1019.4 | 1019.4 | 1019.4 | 1019.4 | 1019.4 | 1019.4 | 1019.4 | 1019.4 | 1019.4 | 1019.4 | 1019.4 | 1019.4 | 1019.4 | 1019.4 | 1019.4 | 1019.4 | 1019.4 | 1019.4 | 1019.4 | 1019.4 | 1019.4 | 1019.4
|  | SDGE |  | Flat | 2022 |  | 56.46 | 56.46 | 56.46 | 56.46 | 56.46 | 56.46 | 56.46 | 56.46 | 56.46 | 56.46 | 56.46 | 56.46 | 56.46 | 56.46 | 56.46 | 56.46 | 56.46 | 56.46 | 56.46 | 56.46 | 56.46 | 56.46 | 56.46 | 56.46 | 56.46 | 56.46 | 56.46 | 56.46 | 56.46 | 56.46 | 56.46 | 56.46 | 56.46 | 56.46 | 56.46 | 56.46
|  | Total |  |  |  |  | 1617.06 | 1617.06 | 1617.06 | 1617.06 | 1617.06 | 1617.06 | 1617.06 | 1617.06 | 1617.06 | 1617.06 | 1617.06 | 1617.06 | 1617.06 | 1617.06 | 1617.06 | 1617.06 | 1617.06 | 1617.06 | 1617.06 | 1617.06 | 1617.06 | 1617.06 | 1617.06 | 1617.06 | 1617.06 | 1617.06 | 1617.06 | 1617.06 | 1617.06 | 1617.06 | 1617.06 | 1617.06 | 1617.06 | 1617.06 | 1617.06 | 1617.06
|  | Low |  | Method | Last Year | Period | 2015 | 2016 | 2017 | 2018 | 2019 | 2020 | 2021 | 2022 | 2023 | 2024 | 2025 | 2026 | 2027 | 2028 | 2029 | 2030 | 2031 | 2032 | 2033 | 2034 | 2035 | 2036 | 2037 | 2038 | 2039 | 2040 | 2041 | 2042 | 2043 | 2044 | 2045 | 2046 | 2047 | 2048 | 2049 | 2050
|  | PG&E |  | Flat | 2023 |  | 541.2 | 541.2 | 541.2 | 541.2 | 541.2 | 541.2 | 541.2 | 541.2 | 330 | 330 | 330 | 330 | 330 | 330 | 330 | 330 | 330 | 330 | 330 | 330 | 330 | 330 | 330 | 330 | 330 | 330 | 330 | 330 | 330 | 330 | 330 | 330 | 330 | 330 | 330 | 330
|  | SCE |  | Flat | 2023 |  | 1019.4 | 1019.4 | 1019.4 | 1019.4 | 1019.4 | 1019.4 | 1019.4 | 1019.4 | 696 | 696 | 696 | 696 | 696 | 696 | 696 | 696 | 696 | 696 | 696 | 696 | 696 | 696 | 696 | 696 | 696 | 696 | 696 | 696 | 696 | 696 | 696 | 696 | 696 | 696 | 696 | 696
|  | SDGE |  | Flat | 2023 |  | 56.46 | 56.46 | 56.46 | 56.46 | 56.46 | 56.46 | 56.46 | 56.46 | 6.94 | 6.94 | 6.94 | 6.94 | 6.94 | 6.94 | 6.94 | 6.94 | 6.94 | 6.94 | 6.94 | 6.94 | 6.94 | 6.94 | 6.94 | 6.94 | 6.94 | 6.94 | 6.94 | 6.94 | 6.94 | 6.94 | 6.94 | 6.94 | 6.94 | 6.94 | 6.94 | 6.94
|  | Total |  |  |  |  | 1617.06 | 1617.06 | 1617.06 | 1617.06 | 1617.06 | 1617.06 | 1617.06 | 1617.06 | 1032.94 | 1032.94 | 1032.94 | 1032.94 | 1032.94 | 1032.94 | 1032.94 | 1032.94 | 1032.94 | 1032.94 | 1032.94 | 1032.94 | 1032.94 | 1032.94 | 1032.94 | 1032.94 | 1032.94 | 1032.94 | 1032.94 | 1032.94 | 1032.94 | 1032.94 | 1032.94 | 1032.94 | 1032.94 | 1032.94 | 1032.94 | 1032.94
|  | NoNewDER |  | Method | Last Year | Period | 2015 | 2016 | 2017 | 2018 | 2019 | 2020 | 2021 | 2022 | 2023 | 2024 | 2025 | 2026 | 2027 | 2028 | 2029 | 2030 | 2031 | 2032 | 2033 | 2034 | 2035 | 2036 | 2037 | 2038 | 2039 | 2040 | 2041 | 2042 | 2043 | 2044 | 2045 | 2046 | 2047 | 2048 | 2049 | 2050
|  | PG&E |  | Flat | 2022 |  | 541.2 | 541.2 | 541.2 | 541.2 | 0 | 0 | 0 | 0 | 0 | 0 | 0 | 0 | 0 | 0 | 0 | 0 | 0 | 0 | 0 | 0 | 0 | 0 | 0 | 0 | 0 | 0 | 0 | 0 | 0 | 0 | 0 | 0 | 0 | 0 | 0 | 0
|  | SCE |  | Flat | 2022 |  | 1019.4 | 1019.4 | 1019.4 | 1019.4 | 0 | 0 | 0 | 0 | 0 | 0 | 0 | 0 | 0 | 0 | 0 | 0 | 0 | 0 | 0 | 0 | 0 | 0 | 0 | 0 | 0 | 0 | 0 | 0 | 0 | 0 | 0 | 0 | 0 | 0 | 0 | 0
|  | SDGE |  | Flat | 2022 |  | 56.46 | 56.46 | 56.46 | 56.46 | 0 | 0 | 0 | 0 | 0 | 0 | 0 | 0 | 0 | 0 | 0 | 0 | 0 | 0 | 0 | 0 | 0 | 0 | 0 | 0 | 0 | 0 | 0 | 0 | 0 | 0 | 0 | 0 | 0 | 0 | 0 | 0
|  | Total |  |  |  |  | 1617.06 | 1617.06 | 1617.06 | 1617.06 | 0 | 0 | 0 | 0 | 0 | 0 | 0 | 0 | 0 | 0 | 0 | 0 | 0 | 0 | 0 | 0 | 0 | 0 | 0 | 0 | 0 | 0 | 0 | 0 | 0 | 0 | 0 | 0 | 0 | 0 | 0 | 0
|  | Active: NoNewDER |  |  |  |  | 2015 | 2016 | 2017 | 2018 | 2019 | 2020 | 2021 | 2022 | 2023 | 2024 | 2025 | 2026 | 2027 | 2028 | 2029 | 2030 | 2031 | 2032 | 2033 | 2034 | 2035 | 2036 | 2037 | 2038 | 2039 | 2040 | 2041 | 2042 | 2043 | 2044 | 2045 | 2046 | 2047 | 2048 | 2049 | 2050
|  | PG&E |  |  |  |  | 593.6964 | 593.6964 | 593.6964 | 593.6964 | 0 | 0 | 0 | 0 | 0 | 0 | 0 | 0 | 0 | 0 | 0 | 0 | 0 | 0 | 0 | 0 | 0 | 0 | 0 | 0 | 0 | 0 | 0 | 0 | 0 | 0 | 0 | 0 | 0 | 0 | 0 | 0
|  | SCE |  |  |  |  | 1096.8744 | 1096.8744 | 1096.8744 | 1096.8744 | 0 | 0 | 0 | 0 | 0 | 0 | 0 | 0 | 0 | 0 | 0 | 0 | 0 | 0 | 0 | 0 | 0 | 0 | 0 | 0 | 0 | 0 | 0 | 0 | 0 | 0 | 0 | 0 | 0 | 0 | 0 | 0
|  | SDGE |  |  |  |  | 61.8802 | 61.8802 | 61.8802 | 61.8802 | 0 | 0 | 0 | 0 | 0 | 0 | 0 | 0 | 0 | 0 | 0 | 0 | 0 | 0 | 0 | 0 | 0 | 0 | 0 | 0 | 0 | 0 | 0 | 0 | 0 | 0 | 0 | 0 | 0 | 0 | 0 | 0
|  | Non-Spin (MW) |  |  |  |  | 2015 | 2016 | 2017 | 2018 | 2019 | 2020 | 2021 | 2022 | 2023 | 2024 | 2025 | 2026 | 2027 | 2028 | 2029 | 2030 | 2031 | 2032 | 2033 | 2034 | 2035 | 2036 | 2037 | 2038 | 2039 | 2040 | 2041 | 2042 | 2043 | 2044 | 2045 | 2046 | 2047 | 2048 | 2049 | 2050
|  | NoNewDER |  |  |  |  | 443 | 443 | 443 | 443 | 0 | 0 | 0 | 0 | 0 | 0 | 0 | 0 | 0 | 0 | 0 | 0 | 0 | 0 | 0 | 0 | 0 | 0 | 0 | 0 | 0 | 0 | 0 | 0 | 0 | 0 | 0 | 0 | 0 | 0 | 0 | 0
|  | Mid |  |  |  |  | 443 | 443 | 443 | 443 | 443 | 443 | 443 | 443 | 443 | 443 | 443 | 443 | 443 | 443 | 443 | 443 | 443 | 443 | 443 | 443 | 443 | 443 | 443 | 443 | 443 | 443 | 443 | 443 | 443 | 443 | 443 | 443 | 443 | 443 | 443 | 443
|  | Low |  |  |  |  | 443 | 443 | 443 | 443 | 443 | 443 | 443 | 443 | 443 | 443 | 443 | 443 | 443 | 443 | 443 | 443 | 443 | 443 | 443 | 443 | 443 | 443 | 443 | 443 | 443 | 443 | 443 | 443 | 443 | 443 | 443 | 443 | 443 | 443 | 443 | 443
|  | Active: NoNewDER |  |  |  |  | 443 | 443 | 443 | 443 | 0 | 0 | 0 | 0 | 0 | 0 | 0 | 0 | 0 | 0 | 0 | 0 | 0 | 0 | 0 | 0 | 0 | 0 | 0 | 0 | 0 | 0 | 0 | 0 | 0 | 0 | 0 | 0 | 0 | 0 | 0 | 0
|  | Impact at Generator Level (grossed up for losses) |  |  |  |  | 2015 | 2016 | 2017 | 2018 | 2019 | 2020 | 2021 | 2022 | 2023 | 2024 | 2025 | 2026 | 2027 | 2028 | 2029 | 2030 | 2031 | 2032 | 2033 | 2034 | 2035 | 2036 | 2037 | 2038 | 2039 | 2040 | 2041 | 2042 | 2043 | 2044 | 2045 | 2046 | 2047 | 2048 | 2049 | 2050
|  | Total (MW) |  |  |  |  | 2195.451 | 2195.451 | 2195.451 | 2195.451 | 0 | 0 | 0 | 0 | 0 | 0 | 0 | 0 | 0 | 0 | 0 | 0 | 0 | 0 | 0 | 0 | 0 | 0 | 0 | 0 | 0 | 0 | 0 | 0 | 0 | 0 | 0 | 0 | 0 | 0 | 0 | 0
Candidate Shed DR Supply Curve
|  | Cost ($/kW-yr) |  |  |  |  | 2015 | 2016 | 2017 | 2018 | 2019 | 2020 | 2021 | 2022 | 2023 | 2024 | 2025 | 2026 | 2027 | 2028 | 2029 | 2030 | 2031 | 2032 | 2033 | 2034 | 2035 | 2036 | 2037 | 2038 | 2039 | 2040 | 2041 | 2042 | 2043 | 2044 | 2045 | 2046 | 2047 | 2048 | 2049 | 2050
|  | CAISO_Shed_DR_Tranche1 |  |  |  |  | 25 | 25 | 25 | 25 | 25 | 25 | 25 | 25 | 25 | 25 | 25 | 25 | 25 | 25 | 25 | 25 | 25 | 25 | 25 | 25 | 25 | 25 | 25 | 25 | 25 | 25 | 25 | 25 | 25 | 25 | 25 | 25 | 25 | 25 | 25 | 25
|  | CAISO_Shed_DR_Tranche2 |  |  |  |  | 50 | 50 | 50 | 50 | 50 | 50 | 50 | 50 | 50 | 50 | 50 | 50 | 50 | 50 | 50 | 50 | 50 | 50 | 50 | 50 | 50 | 50 | 50 | 50 | 50 | 50 | 50 | 50 | 50 | 50 | 50 | 50 | 50 | 50 | 50 | 50
|  | CAISO_Shed_DR_Tranche3 |  |  |  |  | 75 | 75 | 75 | 75 | 75 | 75 | 75 | 75 | 75 | 75 | 75 | 75 | 75 | 75 | 75 | 75 | 75 | 75 | 75 | 75 | 75 | 75 | 75 | 75 | 75 | 75 | 75 | 75 | 75 | 75 | 75 | 75 | 75 | 75 | 75 | 75
|  | CAISO_Shed_DR_Tranche4 |  |  |  |  | 100 | 100 | 100 | 100 | 100 | 100 | 100 | 100 | 100 | 100 | 100 | 100 | 100 | 100 | 100 | 100 | 100 | 100 | 100 | 100 | 100 | 100 | 100 | 100 | 100 | 100 | 100 | 100 | 100 | 100 | 100 | 100 | 100 | 100 | 100 | 100
|  | CAISO_Shed_DR_Tranche5 |  |  |  |  | 125 | 125 | 125 | 125 | 125 | 125 | 125 | 125 | 125 | 125 | 125 | 125 | 125 | 125 | 125 | 125 | 125 | 125 | 125 | 125 | 125 | 125 | 125 | 125 | 125 | 125 | 125 | 125 | 125 | 125 | 125 | 125 | 125 | 125 | 125 | 125
|  | CAISO_Shed_DR_Tranche6 |  |  |  |  | 150 | 150 | 150 | 150 | 150 | 150 | 150 | 150 | 150 | 150 | 150 | 150 | 150 | 150 | 150 | 150 | 150 | 150 | 150 | 150 | 150 | 150 | 150 | 150 | 150 | 150 | 150 | 150 | 150 | 150 | 150 | 150 | 150 | 150 | 150 | 150
|  | CAISO_Shed_DR_Tranche7 |  |  |  |  | 175 | 175 | 175 | 175 | 175 | 175 | 175 | 175 | 175 | 175 | 175 | 175 | 175 | 175 | 175 | 175 | 175 | 175 | 175 | 175 | 175 | 175 | 175 | 175 | 175 | 175 | 175 | 175 | 175 | 175 | 175 | 175 | 175 | 175 | 175 | 175
|  | CAISO_Shed_DR_Tranche8 |  |  |  |  | 200 | 200 | 200 | 200 | 200 | 200 | 200 | 200 | 200 | 200 | 200 | 200 | 200 | 200 | 200 | 200 | 200 | 200 | 200 | 200 | 200 | 200 | 200 | 200 | 200 | 200 | 200 | 200 | 200 | 200 | 200 | 200 | 200 | 200 | 200 | 200
|  | Total Resource Potential - Includes Baseline and Candidate (MW) |  |  |  |  | 2015 | 2016 | 2017 | 2018 | 2019 | 2020 | 2021 | 2022 | 2023 | 2024 | 2025 | 2026 | 2027 | 2028 | 2029 | 2030 | 2031 | 2032 | 2033 | 2034 | 2035 | 2036 | 2037 | 2038 | 2039 | 2040 | 2041 | 2042 | 2043 | 2044 | 2045 | 2046 | 2047 | 2048 | 2049 | 2050
|  | CAISO_Shed_DR_Tranche1 |  |  |  |  | 0 | 0 | 0 | 0 | 0 | 0 | 0 | 0 | 0 | 0 | 0 | 0 | 0 | 0 | 0 | 0 | 0 | 0 | 0 | 0 | 0 | 0 | 0 | 0 | 0 | 0 | 0 | 0 | 0 | 0 | 0 | 0 | 0 | 0 | 0 | 0
|  | CAISO_Shed_DR_Tranche2 |  |  |  |  | 0 | 0 | 0 | 0 | 0 | 0 | 0 | 0 | 0 | 0 | 0 | 0 | 0 | 0 | 0 | 0 | 0 | 0 | 0 | 0 | 0 | 0 | 0 | 0 | 0 | 0 | 0 | 0 | 0 | 0 | 0 | 0 | 0 | 0 | 0 | 0
|  | CAISO_Shed_DR_Tranche3 |  |  |  |  | 0 | 0 | 0 | 0 | 0 | 0 | 0 | 0 | 0 | 0 | 0 | 0 | 0 | 0 | 0 | 0 | 0 | 0 | 0 | 0 | 0 | 0 | 0 | 0 | 0 | 0 | 0 | 0 | 0 | 0 | 0 | 0 | 0 | 0 | 0 | 0
|  | CAISO_Shed_DR_Tranche4 |  |  |  |  | 0 | 0 | 0 | 0 | 0 | 0 | 0 | 0 | 0 | 0 | 0 | 0 | 0 | 0 | 0 | 0 | 0 | 0 | 0 | 0 | 0 | 0 | 0 | 0 | 0 | 0 | 0 | 0 | 0 | 0 | 0 | 0 | 0 | 0 | 0 | 0
|  | CAISO_Shed_DR_Tranche5 |  |  |  |  | 0 | 0 | 0 | 0 | 0 | 0 | 0 | 0 | 0 | 0 | 0 | 0 | 0 | 0 | 0 | 0 | 0 | 0 | 0 | 0 | 0 | 0 | 0 | 0 | 0 | 0 | 0 | 0 | 0 | 0 | 0 | 0 | 0 | 0 | 0 | 0
|  | CAISO_Shed_DR_Tranche6 |  |  |  |  | 0 | 0 | 0 | 0 | 0 | 0 | 0 | 0 | 0 | 0 | 0 | 0 | 0 | 0 | 0 | 0 | 0 | 0 | 0 | 0 | 0 | 0 | 0 | 0 | 0 | 0 | 0 | 0 | 0 | 0 | 0 | 0 | 0 | 0 | 0 | 0
|  | CAISO_Shed_DR_Tranche7 |  |  |  |  | 0 | 0 | 0 | 0 | 0 | 0 | 0 | 0 | 0 | 0 | 0 | 0 | 0 | 0 | 0 | 0 | 0 | 0 | 0 | 0 | 0 | 0 | 0 | 0 | 0 | 0 | 0 | 0 | 0 | 0 | 0 | 0 | 0 | 0 | 0 | 0
|  | CAISO_Shed_DR_Tranche8 |  |  |  |  | 0 | 0 | 0 | 0 | 0 | 0 | 0 | 0 | 0 | 0 | 0 | 0 | 0 | 0 | 0 | 0 | 0 | 0 | 0 | 0 | 0 | 0 | 0 | 0 | 0 | 0 | 0 | 0 | 0 | 0 | 0 | 0 | 0 | 0 | 0 | 0
|  | Baseline Resource - subtracts from Total Resource Potential (MW) |  |  |  |  | 2015 | 2016 | 2017 | 2018 | 2019 | 2020 | 2021 | 2022 | 2023 | 2024 | 2025 | 2026 | 2027 | 2028 | 2029 | 2030 | 2031 | 2032 | 2033 | 2034 | 2035 | 2036 | 2037 | 2038 | 2039 | 2040 | 2041 | 2042 | 2043 | 2044 | 2045 | 2046 | 2047 | 2048 | 2049 | 2050
|  | CAISO_Shed_DR_Tranche1 |  |  |  |  | 0 | 0 | 0 | 0 | 0 | 0 | 0 | 0 | 0 | 0 | 0 | 0 | 0 | 0 | 0 | 0 | 0 | 0 | 0 | 0 | 0 | 0 | 0 | 0 | 0 | 0 | 0 | 0 | 0 | 0 | 0 | 0 | 0 | 0 | 0 | 0
|  | CAISO_Shed_DR_Tranche2 |  |  |  |  | 0 | 0 | 0 | 0 | 0 | 0 | 0 | 0 | 0 | 0 | 0 | 0 | 0 | 0 | 0 | 0 | 0 | 0 | 0 | 0 | 0 | 0 | 0 | 0 | 0 | 0 | 0 | 0 | 0 | 0 | 0 | 0 | 0 | 0 | 0 | 0
|  | CAISO_Shed_DR_Tranche3 |  |  |  |  | 0 | 0 | 0 | 0 | 0 | 0 | 0 | 0 | 0 | 0 | 0 | 0 | 0 | 0 | 0 | 0 | 0 | 0 | 0 | 0 | 0 | 0 | 0 | 0 | 0 | 0 | 0 | 0 | 0 | 0 | 0 | 0 | 0 | 0 | 0 | 0
|  | CAISO_Shed_DR_Tranche4 |  |  |  |  | 0 | 0 | 0 | 0 | 0 | 0 | 0 | 0 | 0 | 0 | 0 | 0 | 0 | 0 | 0 | 0 | 0 | 0 | 0 | 0 | 0 | 0 | 0 | 0 | 0 | 0 | 0 | 0 | 0 | 0 | 0 | 0 | 0 | 0 | 0 | 0
|  | CAISO_Shed_DR_Tranche5 |  |  |  |  | 0 | 0 | 0 | 0 | 0 | 0 | 0 | 0 | 0 | 0 | 0 | 0 | 0 | 0 | 0 | 0 | 0 | 0 | 0 | 0 | 0 | 0 | 0 | 0 | 0 | 0 | 0 | 0 | 0 | 0 | 0 | 0 | 0 | 0 | 0 | 0
|  | CAISO_Shed_DR_Tranche6 |  |  |  |  | 0 | 0 | 0 | 0 | 0 | 0 | 0 | 0 | 0 | 0 | 0 | 0 | 0 | 0 | 0 | 0 | 0 | 0 | 0 | 0 | 0 | 0 | 0 | 0 | 0 | 0 | 0 | 0 | 0 | 0 | 0 | 0 | 0 | 0 | 0 | 0
|  | CAISO_Shed_DR_Tranche7 |  |  |  |  | 0 | 0 | 0 | 0 | 0 | 0 | 0 | 0 | 0 | 0 | 0 | 0 | 0 | 0 | 0 | 0 | 0 | 0 | 0 | 0 | 0 | 0 | 0 | 0 | 0 | 0 | 0 | 0 | 0 | 0 | 0 | 0 | 0 | 0 | 0 | 0
|  | CAISO_Shed_DR_Tranche8 |  |  |  |  | 0 | 0 | 0 | 0 | 0 | 0 | 0 | 0 | 0 | 0 | 0 | 0 | 0 | 0 | 0 | 0 | 0 | 0 | 0 | 0 | 0 | 0 | 0 | 0 | 0 | 0 | 0 | 0 | 0 | 0 | 0 | 0 | 0 | 0 | 0 | 0
[7 empty] | 0 | 0 | 0 | 0 | 0 | 0 | 0 | 0 | 0 | 0 | 0 | 0 | 0 | 0 | 0 | 0 | 0 | 0 | 0 | 0 | 0 | 0 | 0 | 0 | 0 | 0 | 0 | 0 | 0 | 0 | 0 | 0 | 0 | 0 | 0 | 0
|  | Candidate Resource Potential (MW) |  |  |  |  | 2015 | 2016 | 2017 | 2018 | 2019 | 2020 | 2021 | 2022 | 2023 | 2024 | 2025 | 2026 | 2027 | 2028 | 2029 | 2030 | 2031 | 2032 | 2033 | 2034 | 2035 | 2036 | 2037 | 2038 | 2039 | 2040 | 2041 | 2042 | 2043 | 2044 | 2045 | 2046 | 2047 | 2048 | 2049 | 2050
|  | CAISO_Shed_DR_Tranche1 | [10 empty] | 0 | 0 | 0 | 0 | 0 | 0 | 0 | 0 | 0 | 0 | 0 | 0 | 0 | 0 | 0 | 0 | 0 | 0 | 0 | 0 | 0 | 0 | 0 | 0 | 0 | 0 | 0 | 0 | 0 | 0
|  | CAISO_Shed_DR_Tranche2 | [10 empty] | 0 | 0 | 0 | 0 | 0 | 0 | 0 | 0 | 0 | 0 | 0 | 0 | 0 | 0 | 0 | 0 | 0 | 0 | 0 | 0 | 0 | 0 | 0 | 0 | 0 | 0 | 0 | 0 | 0 | 0
|  | CAISO_Shed_DR_Tranche3 | [10 empty] | 0 | 0 | 0 | 0 | 0 | 0 | 0 | 0 | 0 | 0 | 0 | 0 | 0 | 0 | 0 | 0 | 0 | 0 | 0 | 0 | 0 | 0 | 0 | 0 | 0 | 0 | 0 | 0 | 0 | 0
|  | CAISO_Shed_DR_Tranche4 | [10 empty] | 0 | 0 | 0 | 0 | 0 | 0 | 0 | 0 | 0 | 0 | 0 | 0 | 0 | 0 | 0 | 0 | 0 | 0 | 0 | 0 | 0 | 0 | 0 | 0 | 0 | 0 | 0 | 0 | 0 | 0
|  | CAISO_Shed_DR_Tranche5 | [10 empty] | 0 | 0 | 0 | 0 | 0 | 0 | 0 | 0 | 0 | 0 | 0 | 0 | 0 | 0 | 0 | 0 | 0 | 0 | 0 | 0 | 0 | 0 | 0 | 0 | 0 | 0 | 0 | 0 | 0 | 0
|  | CAISO_Shed_DR_Tranche6 | [10 empty] | 0 | 0 | 0 | 0 | 0 | 0 | 0 | 0 | 0 | 0 | 0 | 0 | 0 | 0 | 0 | 0 | 0 | 0 | 0 | 0 | 0 | 0 | 0 | 0 | 0 | 0 | 0 | 0 | 0 | 0
|  | CAISO_Shed_DR_Tranche7 | [10 empty] | 0 | 0 | 0 | 0 | 0 | 0 | 0 | 0 | 0 | 0 | 0 | 0 | 0 | 0 | 0 | 0 | 0 | 0 | 0 | 0 | 0 | 0 | 0 | 0 | 0 | 0 | 0 | 0 | 0 | 0
|  | CAISO_Shed_DR_Tranche8 | [10 empty] | 0 | 0 | 0 | 0 | 0 | 0 | 0 | 0 | 0 | 0 | 0 | 0 | 0 | 0 | 0 | 0 | 0 | 0 | 0 | 0 | 0 | 0 | 0 | 0 | 0 | 0 | 0 | 0 | 0 | 0
[13 empty] | 0 | 0 | 0 | 0 | 0 | 0 | 0 | 0 | 0 | 0 | 0 | 0 | 0 | 0 | 0 | 0 | 0 | 0 | 0 | 0 | 0 | 0 | 0 | 0 | 0 | 0 | 0 | 0 | 0 | 0
|  | Minimum New Build (MW) - User Specified |  |  |  |  | 2015 | 2016 | 2017 | 2018 | 2019 | 2020 | 2021 | 2022 | 2023 | 2024 | 2025 | 2026 | 2027 | 2028 | 2029 | 2030 | 2031 | 2032 | 2033 | 2034 | 2035 | 2036 | 2037 | 2038 | 2039 | 2040 | 2041 | 2042 | 2043 | 2044 | 2045 | 2046 | 2047 | 2048 | 2049 | 2050
CAISO_Shed_DR_Tranche1
CAISO_Shed_DR_Tranche2
CAISO_Shed_DR_Tranche3
CAISO_Shed_DR_Tranche4
CAISO_Shed_DR_Tranche5
CAISO_Shed_DR_Tranche6
CAISO_Shed_DR_Tranche7
CAISO_Shed_DR_Tranche8
|  | Maximum New Build - Adjusted for User Specified Build and Baseline (MW) |  |  |  |  | 2015 | 2016 | 2017 | 2018 | 2019 | 2020 | 2021 | 2022 | 2023 | 2024 | 2025 | 2026 | 2027 | 2028 | 2029 | 2030 | 2031 | 2032 | 2033 | 2034 | 2035 | 2036 | 2037 | 2038 | 2039 | 2040 | 2041 | 2042 | 2043 | 2044 | 2045 | 2046 | 2047 | 2048 | 2049 | 2050
|  | CAISO_Shed_DR_Tranche1 |  |  |  |  | 0 | 0 | 0 | 0 | 0 | 0 | 0 | 0 | 0 | 0 | 0 | 0 | 0 | 0 | 0 | 0 | 0 | 0 | 0 | 0 | 0 | 0 | 0 | 0 | 0 | 0 | 0 | 0 | 0 | 0 | 0 | 0 | 0 | 0 | 0 | 0
|  | CAISO_Shed_DR_Tranche2 |  |  |  |  | 0 | 0 | 0 | 0 | 0 | 0 | 0 | 0 | 0 | 0 | 0 | 0 | 0 | 0 | 0 | 0 | 0 | 0 | 0 | 0 | 0 | 0 | 0 | 0 | 0 | 0 | 0 | 0 | 0 | 0 | 0 | 0 | 0 | 0 | 0 | 0
|  | CAISO_Shed_DR_Tranche3 |  |  |  |  | 0 | 0 | 0 | 0 | 0 | 0 | 0 | 0 | 0 | 0 | 0 | 0 | 0 | 0 | 0 | 0 | 0 | 0 | 0 | 0 | 0 | 0 | 0 | 0 | 0 | 0 | 0 | 0 | 0 | 0 | 0 | 0 | 0 | 0 | 0 | 0
|  | CAISO_Shed_DR_Tranche4 |  |  |  |  | 0 | 0 | 0 | 0 | 0 | 0 | 0 | 0 | 0 | 0 | 0 | 0 | 0 | 0 | 0 | 0 | 0 | 0 | 0 | 0 | 0 | 0 | 0 | 0 | 0 | 0 | 0 | 0 | 0 | 0 | 0 | 0 | 0 | 0 | 0 | 0
|  | CAISO_Shed_DR_Tranche5 |  |  |  |  | 0 | 0 | 0 | 0 | 0 | 0 | 0 | 0 | 0 | 0 | 0 | 0 | 0 | 0 | 0 | 0 | 0 | 0 | 0 | 0 | 0 | 0 | 0 | 0 | 0 | 0 | 0 | 0 | 0 | 0 | 0 | 0 | 0 | 0 | 0 | 0
|  | CAISO_Shed_DR_Tranche6 |  |  |  |  | 0 | 0 | 0 | 0 | 0 | 0 | 0 | 0 | 0 | 0 | 0 | 0 | 0 | 0 | 0 | 0 | 0 | 0 | 0 | 0 | 0 | 0 | 0 | 0 | 0 | 0 | 0 | 0 | 0 | 0 | 0 | 0 | 0 | 0 | 0 | 0
|  | CAISO_Shed_DR_Tranche7 |  |  |  |  | 0 | 0 | 0 | 0 | 0 | 0 | 0 | 0 | 0 | 0 | 0 | 0 | 0 | 0 | 0 | 0 | 0 | 0 | 0 | 0 | 0 | 0 | 0 | 0 | 0 | 0 | 0 | 0 | 0 | 0 | 0 | 0 | 0 | 0 | 0 | 0
|  | CAISO_Shed_DR_Tranche8 |  |  |  |  | 0 | 0 | 0 | 0 | 0 | 0 | 0 | 0 | 0 | 0 | 0 | 0 | 0 | 0 | 0 | 0 | 0 | 0 | 0 | 0 | 0 | 0 | 0 | 0 | 0 | 0 | 0 | 0 | 0 | 0 | 0 | 0 | 0 | 0 | 0 | 0
[7 empty] | 0 | 0 | 0 | 0 | 0 | 0 | 0 | 0 | 0 | 0 | 0 | 0 | 0 | 0 | 0 | 0 | 0 | 0 | 0 | 0 | 0 | 0 | 0 | 0 | 0 | 0 | 0 | 0 | 0 | 0 | 0 | 0 | 0 | 0 | 0 | 0

## ACC Doc
Energy Efficiency (GWh) | 2020 | 2030 | 2040 | 2050
CEC 2019 IEPR - Mid Mid AAEE | 1092 | 10229 | 22115 | 34829
No New DER | 1091.5571 | 1091.5571 | 1091.5571 | 1091.5571
Behind-the-Meter PV (GWh)
CEC 2019 IEPR - Mid PV Baseline + Mid-Mid AAPV | 17496.9289 | 37136.0055 | 53251.1158 | 69366.2262
CEC 2018 IEPR - Mid-Mid AAPV | 134 | 2657 | 6044 | 8960
No New DER | 15068.3086 | 17591.3086 | 20978.3086 | 23894.3086
Behind-the-Meter CHP (GWh)
CEC 2019 IEPR - Mid Demand | 12331 | 12293 | - | -
No New DER | 12331 | 12293 | - | -
Non-PV Non-CHP Self Generation (Includes Storage Losses)
CEC 2019 IEPR - Mid Demand | 297 | 355 | 405 | 455
No New DER | 287 | 287 | 287 | 287
BTM PV Capacity (MW)
CEC 2019 IEPR - Mid PV Baseline + Mid-Mid AAPV | 10238.2853 | 21147.594 | 30016.5769 | 39698.7603
CEC 2018 IEPR - Mid-Mid AAPV | 134 | 1511 | 3437 | 5095
No New DER | 8795.4844 | 10172.4844 | 12098.4844 | 13756.4844
BTM Storage (MW)
CEC 2019 IEPR - BTM Storage installed capacity | 446 | 1819 | 1819 | 1819
No New DER | 334 | 334 | 334 | 334
Load Modifying Demand Response (MW)
Load-Modifying Demand Response: Mid Mid AAEE | -71 | -74
No New DER | - | -
Shed DR (MW)
Mid | 1617 | 1617 | 1617 | 1617
No New DER | - | - | - | -