## RECAP Reliability Results
2030 - Only Resources In-Development - Reliability Metrics |  |  | Shortfall Expectation
| Total Resource Need | Reliability Position Surplus (+) / Shortfall (-) | Energy | Duration | Frequency
| ELCC GW | ELCC GW | MWh/year (% of load) | hours/year | days/year
Greater Northwest | 57.2 | -5.6 | 98,067 (0.031%) | 56.57 | 6.01
Pacific Northwest | 40.8 | -2.6 | 23,804 (0.011%) | 17.86 | 0.84
West of Cascades | 28 | 2.1 | 0 | 0 | 0
2030 - Tuned with Perfect Capacity - Reliability Metrics |  |  | Shortfall Expectation
| Total Resource Need | Reliability Position Surplus (+) / Shortfall (-) | Energy | Duration | Frequency
| ELCC GW | ELCC GW | MWh/year (% of load) | hours/year | days/year
Greater Northwest | 57.2 | 0 | 704 (0.00022%) | 0.87 | 0.07
Pacific Northwest | 40.8 | 0 | 1,662 (0.00079%) | 2.06 | 0.1
West of Cascades | 28 | 0 | 232 (0.00017%) | 0.38 | 0.1
2045 High Load - 95% GHG Reduction - Reliability Metrics |  |  | Shortfall Expectation
| Total Resource Need | Reliability Position Surplus (+) / Shortfall (-) | Energy | Duration | Frequency
| ELCC GW | ELCC GW | MWh/year (% of load) | hours/year | days/year
Greater Northwest | 103 | 0 | 1,049 (0.00025%) | 0.15 | 0.02
Pacific Northwest | 67.1 | 0 | 2,456 (0.00088%) | 0.62 | 0.06
West of Cascades | 45.7 | 0 | 341 (0.00017%) | 0.25 | 0.09
NOTE: For this study, the reliability criteria for calculating system resource needs and ELCCs was set based on the equivalent normalized expected unserved energy (NEUE) of today’s system (2025) at 0.1 LOLE. This maintained a roughly consistent NEUE metric as the system evolves in future years with increased peak loads and energy-limited resource additions.

## RESOLVE Portfolio Results
Case Name | Reference Load_Uncapped GHG_No Emerging Technologies | [5 empty] | Case Name | Reference Load_62% GHG Reduction_No Emerging Technologies | [5 empty] | Case Name | Reference Load_77% GHG Reduction_No Emerging Technologies | [5 empty] | Case Name | Reference Load_85% GHG Reduction_No Emerging Technologies | [5 empty] | Case Name | Reference Load_92% GHG Reduction_No Emerging Technologies | [5 empty] | Case Name | Reference Load_96% GHG Reduction_No Emerging Technologies | [5 empty] | Case Name | Reference Load_100% GHG Reduction_No Emerging Technologies | [5 empty] | Case Name | High Load_Uncapped GHG_No Emerging Technologies | [5 empty] | Case Name | High Load_62% GHG Reduction_No Emerging Technologies | [5 empty] | Case Name | High Load_77% GHG Reduction_No Emerging Technologies | [5 empty] | Case Name | High Load_85% GHG Reduction_No Emerging Technologies | [5 empty] | Case Name | High Load_92% GHG Reduction_No Emerging Technologies | [5 empty] | Case Name | High Load_96% GHG Reduction_No Emerging Technologies | [5 empty] | Case Name | High Load_100% GHG Reduction_No Emerging Technologies | [5 empty] | Case Name | High Load_100% GHG Reduction_Emerging Clean Storage | [5 empty] | Case Name | High Load_100% GHG Reduction_Emerging Clean Fuel | [5 empty] | Case Name | High Load_100% GHG Reduction_Emerging Clean Baseload | [5 empty] | Case Name | High Load_100% GHG Reduction_All Emerging Technologies | [5 empty] | Case Name | High Load_100% GHG Reduction_All Emerging Technologies w/ No Combustion | [5 empty] | Case Name | High Load_96% GHG Reduction_Emerging Storage | [5 empty] | Case Name | High Load_96% GHG Reduction_Emerging Clean Fuel | [5 empty] | Case Name | High Load_96% GHG Reduction_Emerging Clean Fuel | [5 empty] | Case Name | High Load_96% GHG Reduction_Emerging Clean Fuel | [5 empty] | Case Name | High Load_96% GHG Reduction_Emerging Clean Fuel | [5 empty] | Case Name | High Load_96% GHG Reduction_Emerging Clean Fuel | [5 empty] | Case Name | High Load_96% GHG Reduction_Emerging Clean Fuel
Load Scenario | Reference Load | [5 empty] | Load Scenario | Reference Load | [5 empty] | Load Scenario | Reference Load | [5 empty] | Load Scenario | Reference Load | [5 empty] | Load Scenario | Reference Load | [5 empty] | Load Scenario | Reference Load | [5 empty] | Load Scenario | Reference Load | [5 empty] | Load Scenario | High Load | [5 empty] | Load Scenario | High Load | [5 empty] | Load Scenario | High Load | [5 empty] | Load Scenario | High Load | [5 empty] | Load Scenario | High Load | [5 empty] | Load Scenario | High Load | [5 empty] | Load Scenario | High Load | [5 empty] | Load Scenario | High Load | [5 empty] | Load Scenario | High Load | [5 empty] | Load Scenario | High Load | [5 empty] | Load Scenario | High Load | [5 empty] | Load Scenario | High Load | [5 empty] | Load Scenario | High Load | [5 empty] | Load Scenario | High Load | [5 empty] | Load Scenario | High Load | [5 empty] | Load Scenario | High Load | [5 empty] | Load Scenario | High Load | [5 empty] | Load Scenario | Reference Load | [5 empty] | Load Scenario | High Load
GHG Reduction Scenario | Uncapped GHG | [5 empty] | GHG Reduction Scenario | 62% GHG Reduction | [5 empty] | GHG Reduction Scenario | 77% GHG Reduction | [5 empty] | GHG Reduction Scenario | 85% GHG Reduction | [5 empty] | GHG Reduction Scenario | 92% GHG Reduction | [5 empty] | GHG Reduction Scenario | 96% GHG Reduction | [5 empty] | GHG Reduction Scenario | 100% GHG Reduction | [5 empty] | GHG Reduction Scenario | Uncapped GHG | [5 empty] | GHG Reduction Scenario | 62% GHG Reduction | [5 empty] | GHG Reduction Scenario | 77% GHG Reduction | [5 empty] | GHG Reduction Scenario | 85% GHG Reduction | [5 empty] | GHG Reduction Scenario | 92% GHG Reduction | [5 empty] | GHG Reduction Scenario | 96% GHG Reduction | [5 empty] | GHG Reduction Scenario | 100% GHG Reduction | [5 empty] | GHG Reduction Scenario | 100% GHG Reduction | [5 empty] | GHG Reduction Scenario | 100% GHG Reduction | [5 empty] | GHG Reduction Scenario | 100% GHG Reduction | [5 empty] | GHG Reduction Scenario | 100% GHG Reduction | [5 empty] | GHG Reduction Scenario | 100% GHG Reduction | [5 empty] | GHG Reduction Scenario | 96% GHG Reduction | [5 empty] | GHG Reduction Scenario | 96% GHG Reduction | [5 empty] | GHG Reduction Scenario | 96% GHG Reduction | [5 empty] | GHG Reduction Scenario | 96% GHG Reduction | [5 empty] | GHG Reduction Scenario | 96% GHG Reduction | [5 empty] | GHG Reduction Scenario | 96% GHG Reduction | [5 empty] | GHG Reduction Scenario | 96% GHG Reduction
Technology Scenario | No Emerging Technologies | [5 empty] | Technology Scenario | No Emerging Technologies | [5 empty] | Technology Scenario | No Emerging Technologies | [5 empty] | Technology Scenario | No Emerging Technologies | [5 empty] | Technology Scenario | No Emerging Technologies | [5 empty] | Technology Scenario | No Emerging Technologies | [5 empty] | Technology Scenario | No Emerging Technologies | [5 empty] | Technology Scenario | No Emerging Technologies | [5 empty] | Technology Scenario | No Emerging Technologies | [5 empty] | Technology Scenario | No Emerging Technologies | [5 empty] | Technology Scenario | No Emerging Technologies | [5 empty] | Technology Scenario | No Emerging Technologies | [5 empty] | Technology Scenario | No Emerging Technologies | [5 empty] | Technology Scenario | No Emerging Technologies | [5 empty] | Technology Scenario | Emerging Clean Storage | [5 empty] | Technology Scenario | Emerging Clean Fuel | [5 empty] | Technology Scenario | Emerging Clean Baseload | [5 empty] | Technology Scenario | All Emerging Technologies | [5 empty] | Technology Scenario | All Emerging Technologies w/ No Combustion | [5 empty] | Technology Scenario | Emerging Storage | [5 empty] | Technology Scenario | Emerging Clean Fuel | [5 empty] | Technology Scenario | Emerging Clean Baseload | [5 empty] | Technology Scenario | All Emerging Technologies | [5 empty] | Technology Scenario | All Emerging Technologies w/ Low Technology Cost | [5 empty] | Technology Scenario | No New Gas + No Emerging Technologies | [5 empty] | Technology Scenario | No New Gas + No Emerging Technologies
Greater Northwest Results | [6 empty] | Greater Northwest Results | [6 empty] | Greater Northwest Results | [6 empty] | Greater Northwest Results | [6 empty] | Greater Northwest Results | [6 empty] | Greater Northwest Results | [6 empty] | Greater Northwest Results | [6 empty] | Greater Northwest Results | [6 empty] | Greater Northwest Results | [6 empty] | Greater Northwest Results | [6 empty] | Greater Northwest Results | [6 empty] | Greater Northwest Results | [6 empty] | Greater Northwest Results | [6 empty] | Greater Northwest Results | [6 empty] | Greater Northwest Results | [6 empty] | Greater Northwest Results | [6 empty] | Greater Northwest Results | [6 empty] | Greater Northwest Results | [6 empty] | Greater Northwest Results | [6 empty] | Greater Northwest Results | [6 empty] | Greater Northwest Results | [6 empty] | Greater Northwest Results | [6 empty] | Greater Northwest Results | [6 empty] | Greater Northwest Results | [6 empty] | Greater Northwest Results | [6 empty] | Greater Northwest Results
Annual Portfolio Metrics | Unit | 2025-01-01 | 2030-01-01 | 2035-01-01 | 2040-01-01 | 2045-01-01 | Annual Portfolio Metrics | Unit | 2025-01-01 | 2030-01-01 | 2035-01-01 | 2040-01-01 | 2045-01-01 | Annual Portfolio Metrics | Unit | 2025-01-01 | 2030-01-01 | 2035-01-01 | 2040-01-01 | 2045-01-01 | Annual Portfolio Metrics | Unit | 2025-01-01 | 2030-01-01 | 2035-01-01 | 2040-01-01 | 2045-01-01 | Annual Portfolio Metrics | Unit | 2025-01-01 | 2030-01-01 | 2035-01-01 | 2040-01-01 | 2045-01-01 | Annual Portfolio Metrics | Unit | 2025-01-01 | 2030-01-01 | 2035-01-01 | 2040-01-01 | 2045-01-01 | Annual Portfolio Metrics | Unit | 2025-01-01 | 2030-01-01 | 2035-01-01 | 2040-01-01 | 2045-01-01 | Annual Portfolio Metrics | Unit | 2025-01-01 | 2030-01-01 | 2035-01-01 | 2040-01-01 | 2045-01-01 | Annual Portfolio Metrics | Unit | 2025-01-01 | 2030-01-01 | 2035-01-01 | 2040-01-01 | 2045-01-01 | Annual Portfolio Metrics | Unit | 2025-01-01 | 2030-01-01 | 2035-01-01 | 2040-01-01 | 2045-01-01 | Annual Portfolio Metrics | Unit | 2025-01-01 | 2030-01-01 | 2035-01-01 | 2040-01-01 | 2045-01-01 | Annual Portfolio Metrics | Unit | 2025-01-01 | 2030-01-01 | 2035-01-01 | 2040-01-01 | 2045-01-01 | Annual Portfolio Metrics | Unit | 2025-01-01 | 2030-01-01 | 2035-01-01 | 2040-01-01 | 2045-01-01 | Annual Portfolio Metrics | Unit | 2025-01-01 | 2030-01-01 | 2035-01-01 | 2040-01-01 | 2045-01-01 | Annual Portfolio Metrics | Unit | 2025-01-01 | 2030-01-01 | 2035-01-01 | 2040-01-01 | 2045-01-01 | Annual Portfolio Metrics | Unit | 2025-01-01 | 2030-01-01 | 2035-01-01 | 2040-01-01 | 2045-01-01 | Annual Portfolio Metrics | Unit | 2025-01-01 | 2030-01-01 | 2035-01-01 | 2040-01-01 | 2045-01-01 | Annual Portfolio Metrics | Unit | 2025-01-01 | 2030-01-01 | 2035-01-01 | 2040-01-01 | 2045-01-01 | Annual Portfolio Metrics | Unit | 2025-01-01 | 2030-01-01 | 2035-01-01 | 2040-01-01 | 2045-01-01 | Annual Portfolio Metrics | Unit | 2025-01-01 | 2030-01-01 | 2035-01-01 | 2040-01-01 | 2045-01-01 | Annual Portfolio Metrics | Unit | 2025-01-01 | 2030-01-01 | 2035-01-01 | 2040-01-01 | 2045-01-01 | Annual Portfolio Metrics | Unit | 2025-01-01 | 2030-01-01 | 2035-01-01 | 2040-01-01 | 2045-01-01 | Annual Portfolio Metrics | Unit | 2025-01-01 | 2030-01-01 | 2035-01-01 | 2040-01-01 | 2045-01-01 | Annual Portfolio Metrics | Unit | 2025-01-01 | 2030-01-01 | 2035-01-01 | 2040-01-01 | 2045-01-01 | Annual Portfolio Metrics | Unit | 2025-01-01 | 2030-01-01 | 2035-01-01 | 2040-01-01 | 2045-01-01 | Annual Portfolio Metrics | Unit | 2025-01-01 | 2030-01-01 | 2035-01-01 | 2040-01-01 | 2045-01-01
Average Residential Rates | cents/kWh (2024$) | 11.1233 | 12.2959 | 12.9774 | 13.8157 | 15.1129 | Average Residential Rates | cents/kWh (2024$) | 11.1233 | 12.2621 | 13.3303 | 14.0059 | 15.1946 | Average Residential Rates | cents/kWh (2024$) | 11.1233 | 12.3055 | 13.3853 | 14.0738 | 15.2783 | Average Residential Rates | cents/kWh (2024$) | 11.1233 | 12.3368 | 13.3559 | 14.1373 | 15.4445 | Average Residential Rates | cents/kWh (2024$) | 11.1233 | 12.3578 | 13.2879 | 14.2675 | 15.6122 | Average Residential Rates | cents/kWh (2024$) | 11.1233 | 12.3876 | 13.2795 | 14.3166 | 16.0399 | Average Residential Rates | cents/kWh (2024$) | 11.1233 | 12.3135 | 13.3586 | 14.2736 | 23.2676 | Average Residential Rates | cents/kWh (2024$) | 11.1239 | 12.3032 | 13.2437 | 14.5487 | 16.2357 | Average Residential Rates | cents/kWh (2024$) | 11.1239 | 12.4501 | 13.5991 | 14.7183 | 16.4312 | Average Residential Rates | cents/kWh (2024$) | 11.1239 | 12.4483 | 13.5816 | 14.8738 | 16.5231 | Average Residential Rates | cents/kWh (2024$) | 11.1239 | 12.4516 | 13.5548 | 14.9681 | 16.4812 | Average Residential Rates | cents/kWh (2024$) | 11.1239 | 12.5531 | 13.5217 | 15.0959 | 16.9339 | Average Residential Rates | cents/kWh (2024$) | 11.1239 | 12.546 | 13.5129 | 15.1963 | 17.3497 | Average Residential Rates | cents/kWh (2024$) | 11.1239 | 12.4701 | 13.5981 | 15.1928 | 29.7176 | Average Residential Rates | cents/kWh (2024$) | 11.1239 | 12.4487 | 13.5946 | 16.5981 | 27.2826 | Average Residential Rates | cents/kWh (2024$) | 11.1239 | 12.3951 | 13.542 | 16.1311 | 21.6258 | Average Residential Rates | cents/kWh (2024$) | 11.1239 | 12.4576 | 13.622 | 16.92 | 22.7918 | Average Residential Rates | cents/kWh (2024$) | 11.1239 | 12.3988 | 13.5444 | 16.1619 | 20.8481 | Average Residential Rates | cents/kWh (2024$) | 11.1239 | 16.7322 | 17.0247 | 18.6788 | 22.9199 | Average Residential Rates | cents/kWh (2024$) | 11.1239 | 12.546 | 13.5129 | 15.1962 | 17.3538 | Average Residential Rates | cents/kWh (2024$) | 11.1239 | 12.5459 | 13.5129 | 15.1991 | 17.5333 | Average Residential Rates | cents/kWh (2024$) | 11.1239 | 12.5459 | 13.5131 | 15.2174 | 17.422 | Average Residential Rates | cents/kWh (2024$) | 11.1239 | 12.5459 | 13.5131 | 15.2174 | 17.422 | Average Residential Rates | cents/kWh (2024$) | 11.1239 | 12.5459 | 13.5131 | 15.2174 | 17.422 | Average Residential Rates | cents/kWh (2024$) | 11.1239 | 12.5459 | 13.5131 | 15.2174 | 17.422 | Average Residential Rates | cents/kWh (2024$) | 11.1239 | 12.5459 | 13.5131 | 15.2174 | 17.422
Greenhouse Gas Emissions | MMtCO2 | 38.9688 | 45.9858 | 54.7589 | 57.7775 | 55.3832 | Greenhouse Gas Emissions | MMtCO2 | 38.9688 | 39.828 | 34.2489 | 28.4157 | 22.8191 | Greenhouse Gas Emissions | MMtCO2 | 38.9688 | 37.4793 | 29.4835 | 21.5854 | 13.6296 | Greenhouse Gas Emissions | MMtCO2 | 38.9688 | 36.4845 | 27.2768 | 18.1711 | 9.0814 | Greenhouse Gas Emissions | MMtCO2 | 38.9688 | 35.178 | 25.0368 | 14.7328 | 4.5542 | Greenhouse Gas Emissions | MMtCO2 | 38.9688 | 34.6931 | 23.7815 | 13.0588 | 2.2771 | Greenhouse Gas Emissions | MMtCO2 | 38.9688 | 34.0545 | 22.6746 | 11.3946 | -1.0461e-16 | Greenhouse Gas Emissions | MMtCO2 | 39.0602 | 45.8668 | 57.0633 | 67.426 | 70.3216 | Greenhouse Gas Emissions | MMtCO2 | 39.0602 | 39.9001 | 34.1921 | 28.4492 | 22.7292 | Greenhouse Gas Emissions | MMtCO2 | 39.0602 | 37.5038 | 29.6178 | 21.5176 | 13.6296 | Greenhouse Gas Emissions | MMtCO2 | 39.0602 | 36.3115 | 27.4101 | 18.2113 | 9.1062 | Greenhouse Gas Emissions | MMtCO2 | 39.0602 | 35.1743 | 24.9821 | 14.7674 | 4.5542 | Greenhouse Gas Emissions | MMtCO2 | 39.0602 | 34.7656 | 23.8672 | 13.0772 | 2.2771 | Greenhouse Gas Emissions | MMtCO2 | 39.0602 | 34.1421 | 22.7491 | 11.3854 | 0 | Greenhouse Gas Emissions | MMtCO2 | 39.0602 | 34.0243 | 22.7559 | 11.3349 | 0 | Greenhouse Gas Emissions | MMtCO2 | 39.0602 | 34.1364 | 22.7558 | 11.3156 | 0 | Greenhouse Gas Emissions | MMtCO2 | 39.0602 | 34.1409 | 22.7338 | 11.3226 | -1.4068e-17 | Greenhouse Gas Emissions | MMtCO2 | 39.0602 | 34.1073 | 22.7362 | 11.4145 | -1.6124e-20 | Greenhouse Gas Emissions | MMtCO2 | 39.0602 | 15.5526 | 18.4199 | 11.3134 | 0 | Greenhouse Gas Emissions | MMtCO2 | 39.0602 | 34.7656 | 23.7672 | 13.0772 | 2.2771 | Greenhouse Gas Emissions | MMtCO2 | 39.0602 | 34.6656 | 23.8672 | 13.0741 | 2.2771 | Greenhouse Gas Emissions | MMtCO2 | 39.0602 | 34.6656 | 23.8664 | 13.0688 | 2.2517 | Greenhouse Gas Emissions | MMtCO2 | 39.0602 | 34.6656 | 23.8664 | 13.0688 | 2.2517 | Greenhouse Gas Emissions | MMtCO2 | 39.0602 | 34.6656 | 23.8664 | 13.0688 | 2.2517 | Greenhouse Gas Emissions | MMtCO2 | 39.0602 | 34.6656 | 23.8664 | 13.0688 | 2.2517 | Greenhouse Gas Emissions | MMtCO2 | 39.0602 | 34.6656 | 23.8664 | 13.0688 | 2.2517
Total Installed Capacity by Technology | Unit | 2025-01-01 | 2030-01-01 | 2035-01-01 | 2040-01-01 | 2045-01-01 | Total Installed Capacity by Technology | Unit | 2025-01-01 | 2030-01-01 | 2035-01-01 | 2040-01-01 | 2045-01-01 | Total Installed Capacity by Technology | Unit | 2025-01-01 | 2030-01-01 | 2035-01-01 | 2040-01-01 | 2045-01-01 | Total Installed Capacity by Technology | Unit | 2025-01-01 | 2030-01-01 | 2035-01-01 | 2040-01-01 | 2045-01-01 | Total Installed Capacity by Technology | Unit | 2025-01-01 | 2030-01-01 | 2035-01-01 | 2040-01-01 | 2045-01-01 | Total Installed Capacity by Technology | Unit | 2025-01-01 | 2030-01-01 | 2035-01-01 | 2040-01-01 | 2045-01-01 | Total Installed Capacity by Technology | Unit | 2025-01-01 | 2030-01-01 | 2035-01-01 | 2040-01-01 | 2045-01-01 | Total Installed Capacity by Technology | Unit | 2025-01-01 | 2030-01-01 | 2035-01-01 | 2040-01-01 | 2045-01-01 | Total Installed Capacity by Technology | Unit | 2025-01-01 | 2030-01-01 | 2035-01-01 | 2040-01-01 | 2045-01-01 | Total Installed Capacity by Technology | Unit | 2025-01-01 | 2030-01-01 | 2035-01-01 | 2040-01-01 | 2045-01-01 | Total Installed Capacity by Technology | Unit | 2025-01-01 | 2030-01-01 | 2035-01-01 | 2040-01-01 | 2045-01-01 | Total Installed Capacity by Technology | Unit | 2025-01-01 | 2030-01-01 | 2035-01-01 | 2040-01-01 | 2045-01-01 | Total Installed Capacity by Technology | Unit | 2025-01-01 | 2030-01-01 | 2035-01-01 | 2040-01-01 | 2045-01-01 | Total Installed Capacity by Technology | Unit | 2025-01-01 | 2030-01-01 | 2035-01-01 | 2040-01-01 | 2045-01-01 | Total Installed Capacity by Technology | Unit | 2025-01-01 | 2030-01-01 | 2035-01-01 | 2040-01-01 | 2045-01-01 | Total Installed Capacity by Technology | Unit | 2025-01-01 | 2030-01-01 | 2035-01-01 | 2040-01-01 | 2045-01-01 | Total Installed Capacity by Technology | Unit | 2025-01-01 | 2030-01-01 | 2035-01-01 | 2040-01-01 | 2045-01-01 | Total Installed Capacity by Technology | Unit | 2025-01-01 | 2030-01-01 | 2035-01-01 | 2040-01-01 | 2045-01-01 | Total Installed Capacity by Technology | Unit | 2025-01-01 | 2030-01-01 | 2035-01-01 | 2040-01-01 | 2045-01-01 | Total Installed Capacity by Technology | Unit | 2025-01-01 | 2030-01-01 | 2035-01-01 | 2040-01-01 | 2045-01-01 | Total Installed Capacity by Technology | Unit | 2025-01-01 | 2030-01-01 | 2035-01-01 | 2040-01-01 | 2045-01-01 | Total Installed Capacity by Technology | Unit | 2025-01-01 | 2030-01-01 | 2035-01-01 | 2040-01-01 | 2045-01-01 | Total Installed Capacity by Technology | Unit | 2025-01-01 | 2030-01-01 | 2035-01-01 | 2040-01-01 | 2045-01-01 | Total Installed Capacity by Technology | Unit | 2025-01-01 | 2030-01-01 | 2035-01-01 | 2040-01-01 | 2045-01-01 | Total Installed Capacity by Technology | Unit | 2025-01-01 | 2030-01-01 | 2035-01-01 | 2040-01-01 | 2045-01-01 | Total Installed Capacity by Technology | Unit | 2025-01-01 | 2030-01-01 | 2035-01-01 | 2040-01-01 | 2045-01-01
Coal | GW | 7.3904 | 5.4629 | 5.4629 | 2.9959 | 1.5237 | Coal | GW | 7.3904 | 5.4629 | 5.4629 | 2.9959 | 1.5237 | Coal | GW | 7.3904 | 5.4629 | 5.4629 | 1.4722 | 0 | Coal | GW | 7.3904 | 5.4629 | 5.3864 | 1.4722 | 0 | Coal | GW | 7.3904 | 5.4629 | 4.7239 | 1.4722 | 0 | Coal | GW | 7.3904 | 5.4629 | 3.9392 | 1.4722 | 0 | Coal | GW | 7.3904 | 5.4629 | 5.4629 | 2.9959 | 0 | Coal | GW | 7.3904 | 5.4629 | 5.4629 | 2.9959 | 1.5237 | Coal | GW | 7.3904 | 5.4629 | 5.4629 | 2.9263 | -2.2204e-16 | Coal | GW | 7.3904 | 5.4629 | 5.4629 | 1.4722 | -2.2204e-16 | Coal | GW | 7.3904 | 5.4629 | 5.4629 | 1.4722 | 0 | Coal | GW | 7.3904 | 5.4629 | 3.9748 | 1.4722 | 0 | Coal | GW | 7.3904 | 5.4629 | 3.9392 | 1.4722 | 0 | Coal | GW | 7.3904 | 5.4629 | 5.2539 | 2.7869 | 0 | Coal | GW | 7.3904 | 5.4629 | 5.4629 | 2.9959 | 0 | Coal | GW | 7.3904 | 5.4629 | 5.4629 | 1.4722 | 0 | Coal | GW | 7.3904 | 5.4629 | 5.4629 | 2.9959 | 0 | Coal | GW | 7.3904 | 5.4629 | 5.4629 | 1.4722 | 0 | Coal | GW | 7.3904 | 5.4629 | 5.4629 | 2.9959 | 0 | Coal | GW | 7.3904 | 5.4629 | 3.9392 | 1.4722 | 0 | Coal | GW | 7.3904 | 5.4629 | 3.9392 | 1.4722 | 0 | Coal | GW | 7.3904 | 5.4629 | 3.9392 | 1.4722 | 0 | Coal | GW | 7.3904 | 5.4629 | 3.9392 | 1.4722 | 0 | Coal | GW | 7.3904 | 5.4629 | 3.9392 | 1.4722 | 0 | Coal | GW | 7.3904 | 5.4629 | 5.4629 | 2.9959 | 0.12458 | Coal | GW | 7.3904 | 5.4629 | 5.4629 | 2.9959 | 0.69953
Natural Gas | GW | 14.6467 | 21.6305 | 27.8193 | 35.6481 | 41.5419 | Natural Gas | GW | 14.6467 | 20.8607 | 23.4661 | 29.8765 | 36.6422 | Natural Gas | GW | 14.6467 | 20.6954 | 22.4624 | 30.4512 | 36.6538 | Natural Gas | GW | 14.6467 | 20.5826 | 22.1416 | 29.8998 | 35.1534 | Natural Gas | GW | 14.6467 | 20.5262 | 22.4159 | 29.0496 | 30.8845 | Natural Gas | GW | 14.6467 | 20.3814 | 23.1556 | 28.728 | 28.73 | Natural Gas | GW | 14.6467 | 20.2891 | 21.0529 | 24.2309 | 0 | Natural Gas | GW | 14.6467 | 21.7113 | 31.483 | 47.9308 | 62.5686 | Natural Gas | GW | 14.6467 | 21.2703 | 26.4333 | 40.0067 | 57.1257 | Natural Gas | GW | 14.6467 | 21.0571 | 25.5514 | 40.8532 | 54.3728 | Natural Gas | GW | 14.6467 | 21.0474 | 25.0741 | 40.059 | 50.8622 | Natural Gas | GW | 14.6467 | 20.9658 | 26.4536 | 39.3127 | 43.4845 | Natural Gas | GW | 14.6467 | 20.883 | 26.3139 | 38.6616 | 39.231 | Natural Gas | GW | 14.6467 | 20.8356 | 24.2949 | 32.7464 | 0 | Natural Gas | GW | 14.6467 | 20.8484 | 24.0391 | 24.2522 | 0 | Natural Gas | GW | 14.6467 | 20.8851 | 23.7217 | 22.8725 | 0 | Natural Gas | GW | 14.6467 | 20.8434 | 23.8229 | 22.9737 | 0 | Natural Gas | GW | 14.6467 | 20.8824 | 23.7362 | 22.887 | 0 | Natural Gas | GW | 14.6467 | 15.5322 | 15.2374 | 14.3882 | 0 | Natural Gas | GW | 14.6467 | 20.883 | 26.3139 | 38.6616 | 39.2772 | Natural Gas | GW | 14.6467 | 20.883 | 26.3139 | 38.7441 | 39.186 | Natural Gas | GW | 14.6467 | 20.883 | 26.3101 | 38.7029 | 39.712 | Natural Gas | GW | 14.6467 | 20.883 | 26.3101 | 38.7029 | 39.712 | Natural Gas | GW | 14.6467 | 20.8808 | 26.2902 | 35.5361 | 39.5898 | Natural Gas | GW | 14.6467 | 15.5322 | 15.2374 | 14.3882 | 13.7949 | Natural Gas | GW | 14.6467 | 15.5322 | 15.2374 | 14.3882 | 13.7949
Natural Gas (CCS) | GW | 0 | 0 | 0 | 0 | 0 | Natural Gas (CCS) | GW | 0 | 0 | 0 | 0 | 0 | Natural Gas (CCS) | GW | 0 | 0 | 0 | 0 | 0 | Natural Gas (CCS) | GW | 0 | 0 | 0 | 0 | 0 | Natural Gas (CCS) | GW | 0 | 0 | 0 | 0 | 0 | Natural Gas (CCS) | GW | 0 | 0 | 0 | 0 | 0 | Natural Gas (CCS) | GW | 0 | 0 | 0 | 0 | 0 | Natural Gas (CCS) | GW | 0 | 0 | 0 | 0 | 0 | Natural Gas (CCS) | GW | 0 | 0 | 0 | 0 | 0 | Natural Gas (CCS) | GW | 0 | 0 | 0 | 0 | 0 | Natural Gas (CCS) | GW | 0 | 0 | 0 | 0 | 0 | Natural Gas (CCS) | GW | 0 | 0 | 0 | 0 | 0 | Natural Gas (CCS) | GW | 0 | 0 | 0 | 0 | 0 | Natural Gas (CCS) | GW | 0 | 0 | 0 | 0 | 0 | Natural Gas (CCS) | GW | 0 | 0 | 0 | 0 | 0 | Natural Gas (CCS) | GW | 0 | 0 | 0 | 0 | 0 | Natural Gas (CCS) | GW | 0 | 0 | 0 | 15.0895 | 42.9282 | Natural Gas (CCS) | GW | 0 | 0 | 0 | 2.2197 | 2.5262 | Natural Gas (CCS) | GW | 0 | 0 | 0 | 0 | 0 | Natural Gas (CCS) | GW | 0 | 0 | 0 | 0 | 0 | Natural Gas (CCS) | GW | 0 | 0 | 0 | 0 | 0 | Natural Gas (CCS) | GW | 0 | 0 | 0 | 0 | 0 | Natural Gas (CCS) | GW | 0 | 0 | 0 | 0 | 0 | Natural Gas (CCS) | GW | 0 | 0 | 0 | 1.2476 | 1.2476 | Natural Gas (CCS) | GW | 0 | 0 | 0 | 0 | 0 | Natural Gas (CCS) | GW | 0 | 0 | 0 | 0 | 0
Nuclear | GW | 1.169 | 1.169 | 1.169 | 1.169 | 1.169 | Nuclear | GW | 1.169 | 1.169 | 1.169 | 1.169 | 1.169 | Nuclear | GW | 1.169 | 1.169 | 1.169 | 1.169 | 1.169 | Nuclear | GW | 1.169 | 1.169 | 1.169 | 1.169 | 1.169 | Nuclear | GW | 1.169 | 1.169 | 1.169 | 1.169 | 1.169 | Nuclear | GW | 1.169 | 1.169 | 1.169 | 1.169 | 1.169 | Nuclear | GW | 1.169 | 1.169 | 1.169 | 1.169 | 1.169 | Nuclear | GW | 1.169 | 1.169 | 1.169 | 1.169 | 1.169 | Nuclear | GW | 1.169 | 1.169 | 1.169 | 1.169 | 1.169 | Nuclear | GW | 1.169 | 1.169 | 1.169 | 1.169 | 1.169 | Nuclear | GW | 1.169 | 1.169 | 1.169 | 1.169 | 1.169 | Nuclear | GW | 1.169 | 1.169 | 1.169 | 1.169 | 1.169 | Nuclear | GW | 1.169 | 1.169 | 1.169 | 1.169 | 1.169 | Nuclear | GW | 1.169 | 1.169 | 1.169 | 1.169 | 1.169 | Nuclear | GW | 1.169 | 1.169 | 1.169 | 1.169 | 1.169 | Nuclear | GW | 1.169 | 1.169 | 1.169 | 1.169 | 1.169 | Nuclear | GW | 1.169 | 1.169 | 1.169 | 1.169 | 1.169 | Nuclear | GW | 1.169 | 1.169 | 1.169 | 1.169 | 1.169 | Nuclear | GW | 1.169 | 1.169 | 1.169 | 1.169 | 1.169 | Nuclear | GW | 1.169 | 1.169 | 1.169 | 1.169 | 1.169 | Nuclear | GW | 1.169 | 1.169 | 1.169 | 1.169 | 1.169 | Nuclear | GW | 1.169 | 1.169 | 1.169 | 1.169 | 1.169 | Nuclear | GW | 1.169 | 1.169 | 1.169 | 1.169 | 1.169 | Nuclear | GW | 1.169 | 1.169 | 1.169 | 1.169 | 1.169 | Nuclear | GW | 1.169 | 1.169 | 1.169 | 1.169 | 1.169 | Nuclear | GW | 1.169 | 1.169 | 1.169 | 1.169 | 1.169
Nuclear (SMR) | GW | 0 | 0 | 0 | 0 | 0 | Nuclear (SMR) | GW | 0 | 0 | 0 | 0 | 0 | Nuclear (SMR) | GW | 0 | 0 | 0 | 0 | 0 | Nuclear (SMR) | GW | 0 | 0 | 0 | 0 | 0 | Nuclear (SMR) | GW | 0 | 0 | 0 | 0 | 0 | Nuclear (SMR) | GW | 0 | 0 | 0 | 0 | 0 | Nuclear (SMR) | GW | 0 | 0 | 0 | 0 | 0 | Nuclear (SMR) | GW | 0 | 0 | 0 | 0 | 0 | Nuclear (SMR) | GW | 0 | 0 | 0 | 0 | 0 | Nuclear (SMR) | GW | 0 | 0 | 0 | 0 | 0 | Nuclear (SMR) | GW | 0 | 0 | 0 | 0 | 0 | Nuclear (SMR) | GW | 0 | 0 | 0 | 0 | 0 | Nuclear (SMR) | GW | 0 | 0 | 0 | 0 | 0 | Nuclear (SMR) | GW | 0 | 0 | 0 | 0 | 0 | Nuclear (SMR) | GW | 0 | 0 | 0 | 0 | 0 | Nuclear (SMR) | GW | 0 | 0 | 0 | 0 | 0 | Nuclear (SMR) | GW | 0 | 0 | 0 | 0 | 12.538 | Nuclear (SMR) | GW | 0 | 0 | 0 | 0 | 14.6907 | Nuclear (SMR) | GW | 0 | 0 | 0 | 3.4548 | 40.0587 | Nuclear (SMR) | GW | 0 | 0 | 0 | 0 | 0 | Nuclear (SMR) | GW | 0 | 0 | 0 | 0 | 0 | Nuclear (SMR) | GW | 0 | 0 | 0 | 0 | 12.968 | Nuclear (SMR) | GW | 0 | 0 | 0 | 0 | 12.968 | Nuclear (SMR) | GW | 0 | 0 | 0 | 4.9071 | 18.2199 | Nuclear (SMR) | GW | 0 | 0 | 0 | 0 | 0 | Nuclear (SMR) | GW | 0 | 0 | 0 | 0 | 0
Geothermal | GW | 0.0888 | 0.0888 | 0.0888 | 0.0507 | 0.0507 | Geothermal | GW | 0.0888 | 0.0888 | 1.3089 | 1.2708 | 1.2708 | Geothermal | GW | 0.0888 | 0.0888 | 1.6866 | 1.6485 | 1.6485 | Geothermal | GW | 0.0888 | 0.0888 | 1.6866 | 1.6485 | 1.6485 | Geothermal | GW | 0.0888 | 0.0888 | 1.6866 | 1.6485 | 1.6485 | Geothermal | GW | 0.0888 | 0.0888 | 1.6866 | 1.6485 | 1.6485 | Geothermal | GW | 0.0888 | 0.0888 | 1.6866 | 1.6485 | 1.6485 | Geothermal | GW | 0.0888 | 0.0888 | 0.0888 | 0.0507 | 0.0507 | Geothermal | GW | 0.0888 | 0.0888 | 1.6866 | 1.6485 | 1.6485 | Geothermal | GW | 0.0888 | 0.0888 | 1.6866 | 1.6485 | 1.6485 | Geothermal | GW | 0.0888 | 0.0888 | 1.6866 | 1.6485 | 1.6485 | Geothermal | GW | 0.0888 | 0.0888 | 1.6866 | 1.6485 | 1.6485 | Geothermal | GW | 0.0888 | 0.0888 | 1.6866 | 1.6485 | 1.6485 | Geothermal | GW | 0.0888 | 0.0888 | 1.6866 | 1.6485 | 1.6485 | Geothermal | GW | 0.0888 | 0.0888 | 1.6866 | 1.6485 | 1.6485 | Geothermal | GW | 0.0888 | 0.0888 | 1.6866 | 1.6485 | 1.6485 | Geothermal | GW | 0.0888 | 0.0888 | 1.6866 | 1.6485 | 1.6485 | Geothermal | GW | 0.0888 | 0.0888 | 1.6866 | 1.6485 | 1.6485 | Geothermal | GW | 0.0888 | 0.0888 | 1.6866 | 1.6485 | 1.6485 | Geothermal | GW | 0.0888 | 0.0888 | 1.6866 | 1.6485 | 1.6485 | Geothermal | GW | 0.0888 | 0.0888 | 1.6866 | 1.6485 | 1.6485 | Geothermal | GW | 0.0888 | 0.0888 | 1.6866 | 1.6485 | 1.6485 | Geothermal | GW | 0.0888 | 0.0888 | 1.6866 | 1.6485 | 1.6485 | Geothermal | GW | 0.0888 | 0.0888 | 1.6866 | 1.6485 | 1.6485 | Geothermal | GW | 0.0888 | 0.0888 | 1.6866 | 1.6485 | 1.6485 | Geothermal | GW | 0.0888 | 0.0888 | 1.6866 | 1.6485 | 1.6485
Geothermal (Enhanced) | GW | 0 | 0 | 0 | 0 | 0 | Geothermal (Enhanced) | GW | 0 | 0 | 0 | 0 | 0 | Geothermal (Enhanced) | GW | 0 | 0 | 0 | 0 | 0 | Geothermal (Enhanced) | GW | 0 | 0 | 0 | 0 | 0 | Geothermal (Enhanced) | GW | 0 | 0 | 0 | 0 | 0 | Geothermal (Enhanced) | GW | 0 | 0 | 0 | 0 | 0 | Geothermal (Enhanced) | GW | 0 | 0 | 0 | 0 | 0 | Geothermal (Enhanced) | GW | 0 | 0 | 0 | 0 | 0 | Geothermal (Enhanced) | GW | 0 | 0 | 0 | 0 | 0 | Geothermal (Enhanced) | GW | 0 | 0 | 0 | 0 | 0 | Geothermal (Enhanced) | GW | 0 | 0 | 0 | 0 | 0 | Geothermal (Enhanced) | GW | 0 | 0 | 0 | 0 | 0 | Geothermal (Enhanced) | GW | 0 | 0 | 0 | 0 | 0 | Geothermal (Enhanced) | GW | 0 | 0 | 0 | 0 | 0 | Geothermal (Enhanced) | GW | 0 | 0 | 0 | 0 | 0 | Geothermal (Enhanced) | GW | 0 | 0 | 0 | 0 | 0 | Geothermal (Enhanced) | GW | 0 | 0 | 0 | 0 | 0 | Geothermal (Enhanced) | GW | 0 | 0 | 0 | 0 | 0 | Geothermal (Enhanced) | GW | 0 | 0 | 0 | 0 | 0 | Geothermal (Enhanced) | GW | 0 | 0 | 0 | 0 | 0 | Geothermal (Enhanced) | GW | 0 | 0 | 0 | 0 | 0 | Geothermal (Enhanced) | GW | 0 | 0 | 0 | 0 | 0 | Geothermal (Enhanced) | GW | 0 | 0 | 0 | 0 | 0 | Geothermal (Enhanced) | GW | 0 | 0 | 0 | 0 | 0 | Geothermal (Enhanced) | GW | 0 | 0 | 0 | 0 | 0 | Geothermal (Enhanced) | GW | 0 | 0 | 0 | 0 | 0
Biomass | GW | 0.58934 | 0.49234 | 0.49234 | 0.49234 | 0.49234 | Biomass | GW | 0.58934 | 0.49234 | 0.49234 | 0.49234 | 0.49234 | Biomass | GW | 0.58934 | 0.49234 | 0.49234 | 0.49234 | 0.49234 | Biomass | GW | 0.58934 | 0.49234 | 0.49234 | 0.49234 | 0.49234 | Biomass | GW | 0.58934 | 0.49234 | 0.49234 | 0.49234 | 0.49234 | Biomass | GW | 0.58934 | 0.49234 | 0.49234 | 0.49234 | 0.49234 | Biomass | GW | 0.58934 | 0.49234 | 0.49234 | 0.49234 | 0.49234 | Biomass | GW | 0.58934 | 0.49234 | 0.49234 | 0.49234 | 0.49234 | Biomass | GW | 0.58934 | 0.49234 | 0.49234 | 0.49234 | 0.49234 | Biomass | GW | 0.58934 | 0.49234 | 0.49234 | 0.49234 | 0.49234 | Biomass | GW | 0.58934 | 0.49234 | 0.49234 | 0.49234 | 0.49234 | Biomass | GW | 0.58934 | 0.49234 | 0.49234 | 0.49234 | 0.49234 | Biomass | GW | 0.58934 | 0.49234 | 0.49234 | 0.49234 | 0.49234 | Biomass | GW | 0.58934 | 0.49234 | 0.49234 | 0.49234 | 0.49234 | Biomass | GW | 0.58934 | 0.49234 | 0.49234 | 0.49234 | 0.49234 | Biomass | GW | 0.58934 | 0.49234 | 0.49234 | 0.49234 | 0.49234 | Biomass | GW | 0.58934 | 0.49234 | 0.49234 | 0.49234 | 0.49234 | Biomass | GW | 0.58934 | 0.49234 | 0.49234 | 0.49234 | 0.49234 | Biomass | GW | 0.58934 | 0.49234 | 0.49234 | 0.49234 | 0.49234 | Biomass | GW | 0.58934 | 0.49234 | 0.49234 | 0.49234 | 0.49234 | Biomass | GW | 0.58934 | 0.49234 | 0.49234 | 0.49234 | 0.49234 | Biomass | GW | 0.58934 | 0.49234 | 0.49234 | 0.49234 | 0.49234 | Biomass | GW | 0.58934 | 0.49234 | 0.49234 | 0.49234 | 0.49234 | Biomass | GW | 0.58934 | 0.49234 | 0.49234 | 0.49234 | 0.49234 | Biomass | GW | 0.58934 | 0.49234 | 0.49234 | 0.49234 | 0.49234 | Biomass | GW | 0.58934 | 0.49234 | 0.49234 | 0.49234 | 0.49234
Clean Firm | GW | 0 | 0 | 0 | 0 | 0 | Clean Firm | GW | 0 | 0 | 0 | 0 | 0 | Clean Firm | GW | 0 | 0 | 0 | 0 | 0 | Clean Firm | GW | 0 | 0 | 0 | 0 | 0 | Clean Firm | GW | 0 | 0 | 0 | 0 | 0 | Clean Firm | GW | 0 | 0 | 0 | 0 | 0 | Clean Firm | GW | 0 | 0 | 0 | 0 | 0 | Clean Firm | GW | 0 | 0 | 0 | 0 | 0 | Clean Firm | GW | 0 | 0 | 0 | 0 | 0 | Clean Firm | GW | 0 | 0 | 0 | 0 | 0 | Clean Firm | GW | 0 | 0 | 0 | 0 | 0 | Clean Firm | GW | 0 | 0 | 0 | 0 | 0 | Clean Firm | GW | 0 | 0 | 0 | 0 | 0 | Clean Firm | GW | 0 | 0 | 0 | 0 | 0 | Clean Firm | GW | 0 | 0 | 0 | 0 | 0 | Clean Firm | GW | 0 | 0 | 0 | 15.1785 | 52.104 | Clean Firm | GW | 0 | 0 | 0 | 0 | 0 | Clean Firm | GW | 0 | 0 | 0 | 13.5603 | 41.9567 | Clean Firm | GW | 0 | 0 | 0 | 0 | 0 | Clean Firm | GW | 0 | 0 | 0 | 0 | 0 | Clean Firm | GW | 0 | 0 | 0 | 0 | 2.5482 | Clean Firm | GW | 0 | 0 | 0 | 0 | 0 | Clean Firm | GW | 0 | 0 | 0 | 0 | 0 | Clean Firm | GW | 0 | 0 | 0 | 0 | 0 | Clean Firm | GW | 0 | 0 | 0 | 0 | 0 | Clean Firm | GW | 0 | 0 | 0 | 0 | 0
Hydro | GW | 34.274 | 34.6495 | 34.6479 | 34.4104 | 34.4274 | Hydro | GW | 34.274 | 34.6495 | 34.6479 | 34.4104 | 34.4274 | Hydro | GW | 34.274 | 34.6495 | 34.6479 | 34.4104 | 34.4274 | Hydro | GW | 34.274 | 34.6495 | 34.6479 | 34.4104 | 34.4274 | Hydro | GW | 34.274 | 34.6495 | 34.6479 | 34.4104 | 34.4274 | Hydro | GW | 34.274 | 34.6495 | 34.6479 | 34.4104 | 34.4274 | Hydro | GW | 34.274 | 34.6495 | 34.6479 | 34.4104 | 34.4274 | Hydro | GW | 34.6495 | 34.6495 | 34.6479 | 34.4104 | 34.6495 | Hydro | GW | 34.274 | 34.6495 | 34.6479 | 34.4104 | 34.4274 | Hydro | GW | 34.274 | 34.6495 | 34.6479 | 34.4104 | 34.4274 | Hydro | GW | 34.274 | 34.6495 | 34.6479 | 34.4104 | 34.4274 | Hydro | GW | 34.274 | 34.6495 | 34.6479 | 34.4104 | 34.4274 | Hydro | GW | 34.274 | 34.6495 | 34.6479 | 34.4104 | 34.4274 | Hydro | GW | 34.274 | 34.6495 | 34.6479 | 34.4104 | 34.4274 | Hydro | GW | 34.274 | 34.6495 | 34.6479 | 34.4104 | 34.4274 | Hydro | GW | 34.274 | 34.6495 | 34.6479 | 34.4104 | 34.4274 | Hydro | GW | 34.274 | 34.6495 | 34.6479 | 34.4104 | 34.4274 | Hydro | GW | 34.274 | 34.6495 | 34.6479 | 34.4104 | 34.4274 | Hydro | GW | 34.274 | 34.6495 | 34.6479 | 34.4104 | 34.4274 | Hydro | GW | 34.274 | 34.6495 | 34.6479 | 34.4104 | 34.4274 | Hydro | GW | 34.274 | 34.6495 | 34.6479 | 34.4104 | 34.4274 | Hydro | GW | 34.274 | 34.6495 | 34.6479 | 34.4104 | 34.4274 | Hydro | GW | 34.274 | 34.6495 | 34.6479 | 34.4104 | 34.4274 | Hydro | GW | 34.274 | 34.6495 | 34.6479 | 34.4104 | 34.4274 | Hydro | GW | 34.274 | 34.6495 | 34.6479 | 34.4104 | 34.65 | Hydro | GW | 34.274 | 34.6495 | 34.6479 | 34.4104 | 34.65
Wind | GW | 13.6305 | 15.0603 | 15.0603 | 18.8634 | 25.0473 | Wind | GW | 13.6305 | 17.1149 | 22.2054 | 31.0937 | 36.2027 | Wind | GW | 13.6305 | 17.6006 | 24.597 | 32.5434 | 41.0523 | Wind | GW | 13.6305 | 17.9271 | 25.7493 | 34.7213 | 47.3822 | Wind | GW | 13.6305 | 18.09 | 26.719 | 37.551 | 50.2967 | Wind | GW | 13.6305 | 18.5625 | 26.8419 | 39.041 | 50.7902 | Wind | GW | 13.6305 | 18.8634 | 28.3883 | 48.7568 | 90.3613 | Wind | GW | 13.6305 | 15.0603 | 15.0603 | 18.8634 | 26.6236 | Wind | GW | 13.6305 | 16.3545 | 23.3767 | 36.7324 | 43.1247 | Wind | GW | 13.6305 | 17.0461 | 26.2637 | 38.0005 | 56.5439 | Wind | GW | 13.6305 | 17.0807 | 27.5955 | 41.4723 | 59.5405 | Wind | GW | 13.6305 | 17.4029 | 27.732 | 44.5955 | 58.1286 | Wind | GW | 13.6305 | 17.7299 | 27.7442 | 46.4985 | 63.485 | Wind | GW | 13.6305 | 17.9167 | 30.5653 | 53.8661 | 108.4983 | Wind | GW | 13.6305 | 17.8665 | 30.6065 | 56.7721 | 108.4983 | Wind | GW | 13.6305 | 17.7216 | 32.2396 | 49.8758 | 59.1998 | Wind | GW | 13.6305 | 17.8859 | 31.9617 | 40.0963 | 44.3211 | Wind | GW | 13.6305 | 17.7321 | 32.1228 | 46.936 | 47.6616 | Wind | GW | 13.6305 | 36.3746 | 40.9389 | 60.7751 | 60.7351 | Wind | GW | 13.6305 | 17.7299 | 27.7442 | 46.4985 | 63.4725 | Wind | GW | 13.6305 | 17.7299 | 27.7442 | 46.5137 | 59.877 | Wind | GW | 13.6305 | 17.7299 | 27.7463 | 46.5509 | 48.5915 | Wind | GW | 13.6305 | 17.7299 | 27.7463 | 46.5509 | 48.5915 | Wind | GW | 13.6305 | 17.7385 | 27.9437 | 35.0804 | 35.0404 | Wind | GW | 13.6305 | 39.9363 | 39.9363 | 52.7845 | 61.2243 | Wind | GW | 13.6305 | 37.5251 | 39.4138 | 69.2723 | 96.231
Solar | GW | 5.041 | 6.5624 | 6.5624 | 6.4372 | 7.4758 | Solar | GW | 5.041 | 6.5624 | 6.5624 | 9.8498 | 20.7542 | Solar | GW | 5.041 | 6.5624 | 7.2174 | 12.4956 | 27.3662 | Solar | GW | 5.041 | 6.5624 | 8.0036 | 15.9302 | 28.3971 | Solar | GW | 5.041 | 6.5624 | 8.2717 | 18.086 | 32.0295 | Solar | GW | 5.041 | 6.5624 | 8.299 | 19.4373 | 41.4695 | Solar | GW | 5.041 | 6.5624 | 10.6212 | 17.884 | 60.4517 | Solar | GW | 5.041 | 6.5624 | 6.5624 | 6.4372 | 8.8346 | Solar | GW | 5.041 | 6.5624 | 6.5624 | 11.9539 | 31.3847 | Solar | GW | 5.041 | 6.5624 | 7.7978 | 17.9721 | 30.1606 | Solar | GW | 5.041 | 6.5624 | 8.0228 | 20.3066 | 36.4401 | Solar | GW | 5.041 | 6.5624 | 8.3467 | 21.7659 | 49.059 | Solar | GW | 5.041 | 6.5624 | 9.5723 | 22.1353 | 56.8983 | Solar | GW | 5.041 | 6.5624 | 10.3087 | 22.259 | 177.5862 | Solar | GW | 5.041 | 6.5624 | 10.6482 | 19.3422 | 175.1236 | Solar | GW | 5.041 | 6.5624 | 8.9995 | 21.9368 | 50.1019 | Solar | GW | 5.041 | 6.5624 | 9.7783 | 9.6531 | 9.4877 | Solar | GW | 5.041 | 6.5624 | 9.134 | 19.1636 | 18.9982 | Solar | GW | 5.041 | 18.4574 | 18.4574 | 22.0972 | 23.5632 | Solar | GW | 5.041 | 6.5624 | 9.5723 | 22.1353 | 56.8983 | Solar | GW | 5.041 | 6.5624 | 9.5723 | 21.9138 | 55.6606 | Solar | GW | 5.041 | 6.5624 | 9.5723 | 22.4925 | 22.6955 | Solar | GW | 5.041 | 6.5624 | 9.5723 | 22.4925 | 22.6955 | Solar | GW | 5.041 | 6.5624 | 9.6545 | 14.3791 | 14.2138 | Solar | GW | 5.041 | 13.8634 | 13.8634 | 15.8329 | 36.7278 | Solar | GW | 5.041 | 17.6322 | 17.6322 | 22.6875 | 58.9258
Customer Solar | GW | 1.701 | 2.484 | 3.266 | 4.048 | 4.83 | Customer Solar | GW | 1.701 | 2.484 | 3.266 | 4.048 | 4.83 | Customer Solar | GW | 1.701 | 2.484 | 3.266 | 4.048 | 4.83 | Customer Solar | GW | 1.701 | 2.484 | 3.266 | 4.048 | 4.83 | Customer Solar | GW | 1.701 | 2.484 | 3.266 | 4.048 | 4.83 | Customer Solar | GW | 1.701 | 2.484 | 3.266 | 4.048 | 4.83 | Customer Solar | GW | 1.701 | 2.484 | 3.266 | 4.048 | 4.83 | Customer Solar | GW | 1.701 | 2.484 | 3.266 | 4.048 | 4.83 | Customer Solar | GW | 1.701 | 2.484 | 3.266 | 4.048 | 4.83 | Customer Solar | GW | 1.701 | 2.484 | 3.266 | 4.048 | 4.83 | Customer Solar | GW | 1.701 | 2.484 | 3.266 | 4.048 | 4.83 | Customer Solar | GW | 1.701 | 2.484 | 3.266 | 4.048 | 4.83 | Customer Solar | GW | 1.701 | 2.484 | 3.266 | 4.048 | 4.83 | Customer Solar | GW | 1.701 | 2.484 | 3.266 | 4.048 | 6.9915 | Customer Solar | GW | 1.701 | 2.484 | 3.266 | 4.048 | 10.8557 | Customer Solar | GW | 1.701 | 2.484 | 3.266 | 4.048 | 4.83 | Customer Solar | GW | 1.701 | 2.484 | 3.266 | 4.048 | 4.83 | Customer Solar | GW | 1.701 | 2.484 | 3.266 | 4.048 | 4.83 | Customer Solar | GW | 1.701 | 2.484 | 3.266 | 4.048 | 4.83 | Customer Solar | GW | 1.701 | 2.484 | 3.266 | 4.048 | 4.83 | Customer Solar | GW | 1.701 | 2.484 | 3.266 | 4.048 | 4.83 | Customer Solar | GW | 1.701 | 2.484 | 3.266 | 4.048 | 4.83 | Customer Solar | GW | 1.701 | 2.484 | 3.266 | 4.048 | 4.83 | Customer Solar | GW | 1.701 | 2.484 | 3.266 | 4.048 | 4.83 | Customer Solar | GW | 1.701 | 2.484 | 3.266 | 4.048 | 4.83 | Customer Solar | GW | 1.701 | 2.484 | 3.266 | 4.048 | 4.83
Li-ion Battery | GW | 0.592 | 1.137 | 1.137 | 1.137 | 1.137 | Li-ion Battery | GW | 0.592 | 1.137 | 1.137 | 1.137 | 1.137 | Li-ion Battery | GW | 0.592 | 1.137 | 1.137 | 1.137 | 1.137 | Li-ion Battery | GW | 0.592 | 1.137 | 1.137 | 1.137 | 1.137 | Li-ion Battery | GW | 0.592 | 1.137 | 1.137 | 1.137 | 1.137 | Li-ion Battery | GW | 0.592 | 1.137 | 1.137 | 1.137 | 1.137 | Li-ion Battery | GW | 0.592 | 1.137 | 1.137 | 1.137 | 1.137 | Li-ion Battery | GW | 0.592 | 1.137 | 1.137 | 1.137 | 1.137 | Li-ion Battery | GW | 0.592 | 1.137 | 1.137 | 1.137 | 1.137 | Li-ion Battery | GW | 0.592 | 1.137 | 1.137 | 1.137 | 1.137 | Li-ion Battery | GW | 0.592 | 1.137 | 1.137 | 1.137 | 1.137 | Li-ion Battery | GW | 0.592 | 1.137 | 1.137 | 1.137 | 1.137 | Li-ion Battery | GW | 0.592 | 1.137 | 1.137 | 1.137 | 1.137 | Li-ion Battery | GW | 0.592 | 1.137 | 1.137 | 1.137 | 1.137 | Li-ion Battery | GW | 0.592 | 1.137 | 1.137 | 1.137 | 1.137 | Li-ion Battery | GW | 0.592 | 1.137 | 1.137 | 1.137 | 1.137 | Li-ion Battery | GW | 0.592 | 1.137 | 1.137 | 1.137 | 1.137 | Li-ion Battery | GW | 0.592 | 1.137 | 1.137 | 1.137 | 1.137 | Li-ion Battery | GW | 0.592 | 1.137 | 1.137 | 1.137 | 1.137 | Li-ion Battery | GW | 0.592 | 1.137 | 1.137 | 1.137 | 1.137 | Li-ion Battery | GW | 0.592 | 1.137 | 1.137 | 1.137 | 1.137 | Li-ion Battery | GW | 0.592 | 1.137 | 1.137 | 1.137 | 1.137 | Li-ion Battery | GW | 0.592 | 1.137 | 1.137 | 1.137 | 1.137 | Li-ion Battery | GW | 0.592 | 1.137 | 1.137 | 1.137 | 1.137 | Li-ion Battery | GW | 0.592 | 1.137 | 1.137 | 1.137 | 1.137 | Li-ion Battery | GW | 0.592 | 1.137 | 1.137 | 1.137 | 1.137
Li-ion Battery (4-hr) | GW | 0 | 0 | 0 | 0 | 0 | Li-ion Battery (4-hr) | GW | 0 | 0 | 0 | 0 | 0 | Li-ion Battery (4-hr) | GW | 0 | 0 | 0 | 0 | 0 | Li-ion Battery (4-hr) | GW | 0 | 0 | 0 | 0 | 0 | Li-ion Battery (4-hr) | GW | 0 | 0 | 0 | 0 | 8.1632 | Li-ion Battery (4-hr) | GW | 0 | 0 | 0 | 0 | 17.1952 | Li-ion Battery (4-hr) | GW | 0 | 0 | 0 | 0.70643 | 166.2041 | Li-ion Battery (4-hr) | GW | 0 | 0 | 0 | 0 | 0 | Li-ion Battery (4-hr) | GW | 0 | 0 | 0 | 0 | 0 | Li-ion Battery (4-hr) | GW | 0 | 0 | 0 | 0 | 0 | Li-ion Battery (4-hr) | GW | 0 | 0 | 0 | 0 | 7.0331 | Li-ion Battery (4-hr) | GW | 0 | 0 | 0 | 0 | 22.3582 | Li-ion Battery (4-hr) | GW | 0 | 0 | 0 | 0 | 28.6437 | Li-ion Battery (4-hr) | GW | 0 | 0 | 0 | 5.7348 | 255.6477 | Li-ion Battery (4-hr) | GW | 0 | 0 | 0 | 0.079547 | 2.2342 | Li-ion Battery (4-hr) | GW | 0 | 0 | 0 | 0 | 26.1562 | Li-ion Battery (4-hr) | GW | 0 | 0 | 0 | 0 | 26.9185 | Li-ion Battery (4-hr) | GW | 0 | 0 | 0 | 0 | 4.5312 | Li-ion Battery (4-hr) | GW | 0 | 69.4844 | 69.6468 | 69.6468 | 69.6468 | Li-ion Battery (4-hr) | GW | 0 | 0 | 0 | 0 | 28.3278 | Li-ion Battery (4-hr) | GW | 0 | 0 | 0 | 0 | 24.5124 | Li-ion Battery (4-hr) | GW | 0 | 0 | 0 | 0 | 6.9867 | Li-ion Battery (4-hr) | GW | 0 | 0 | 0 | 0 | 6.9867 | Li-ion Battery (4-hr) | GW | 0 | 0 | 0 | 0 | 2.1041 | Li-ion Battery (4-hr) | GW | 0 | 0 | 33.4908 | 51.332 | 95.0238 | Li-ion Battery (4-hr) | GW | 0 | 67.979 | 75.942 | 99.3786 | 171.3825
Li-ion Battery (8-hr) | GW | 0 | 0 | 0 | 0 | 0 | Li-ion Battery (8-hr) | GW | 0 | 0 | 0 | 0 | 0 | Li-ion Battery (8-hr) | GW | 0 | 0 | 0 | 0 | 0 | Li-ion Battery (8-hr) | GW | 0 | 0 | 0 | 0 | 0 | Li-ion Battery (8-hr) | GW | 0 | 0 | 0 | 0 | 0 | Li-ion Battery (8-hr) | GW | 0 | 0 | 0 | 0 | 0.52407 | Li-ion Battery (8-hr) | GW | 0 | 0 | 0 | 0 | 0 | Li-ion Battery (8-hr) | GW | 0 | 0 | 0 | 0 | 0 | Li-ion Battery (8-hr) | GW | 0 | 0 | 0 | 0 | 0 | Li-ion Battery (8-hr) | GW | 0 | 0 | 0 | 0 | 0 | Li-ion Battery (8-hr) | GW | 0 | 0 | 0 | 0 | 0 | Li-ion Battery (8-hr) | GW | 0 | 0 | 0 | 0 | 0.39232 | Li-ion Battery (8-hr) | GW | 0 | 0 | 0 | 0 | 1.1259 | Li-ion Battery (8-hr) | GW | 0 | 0 | 0 | 0 | 0 | Li-ion Battery (8-hr) | GW | 0 | 0 | 0 | 0 | 0 | Li-ion Battery (8-hr) | GW | 0 | 0 | 0 | 0 | 0 | Li-ion Battery (8-hr) | GW | 0 | 0 | 0 | 0 | 0 | Li-ion Battery (8-hr) | GW | 0 | 0 | 0 | 0 | 0 | Li-ion Battery (8-hr) | GW | 0 | 0 | 0 | 0 | 0 | Li-ion Battery (8-hr) | GW | 0 | 0 | 0 | 0 | 1.1381 | Li-ion Battery (8-hr) | GW | 0 | 0 | 0 | 0 | 1.4614 | Li-ion Battery (8-hr) | GW | 0 | 0 | 0 | 0 | 0 | Li-ion Battery (8-hr) | GW | 0 | 0 | 0 | 0 | 0 | Li-ion Battery (8-hr) | GW | 0 | 0 | 0 | 0 | 0 | Li-ion Battery (8-hr) | GW | 0 | 0 | 0 | 0 | 0 | Li-ion Battery (8-hr) | GW | 0 | 0 | 0 | 0 | 0
Location Constrained Storage (12-hr) | GW | 14.4486 | 14.6047 | 14.6047 | 14.6047 | 14.6047 | Location Constrained Storage (12-hr) | GW | 14.4486 | 14.6047 | 14.6047 | 14.6047 | 14.6047 | Location Constrained Storage (12-hr) | GW | 14.4486 | 14.6047 | 14.6047 | 14.6047 | 14.6047 | Location Constrained Storage (12-hr) | GW | 14.4486 | 14.6047 | 14.6047 | 14.6047 | 14.6047 | Location Constrained Storage (12-hr) | GW | 14.4486 | 14.6047 | 14.6047 | 14.6047 | 14.6047 | Location Constrained Storage (12-hr) | GW | 14.4486 | 14.6047 | 14.6047 | 14.6047 | 14.6047 | Location Constrained Storage (12-hr) | GW | 14.4486 | 14.6047 | 14.6047 | 14.6047 | 14.6047 | Location Constrained Storage (12-hr) | GW | 14.4486 | 14.6047 | 14.6047 | 14.6047 | 14.6047 | Location Constrained Storage (12-hr) | GW | 14.4486 | 14.6047 | 14.6047 | 14.6047 | 14.6047 | Location Constrained Storage (12-hr) | GW | 14.4486 | 14.6047 | 14.6047 | 14.6047 | 14.6047 | Location Constrained Storage (12-hr) | GW | 14.4486 | 14.6047 | 14.6047 | 14.6047 | 14.6047 | Location Constrained Storage (12-hr) | GW | 14.4486 | 14.6047 | 14.6047 | 14.6047 | 14.6047 | Location Constrained Storage (12-hr) | GW | 14.4486 | 14.6047 | 14.6047 | 14.6047 | 14.6047 | Location Constrained Storage (12-hr) | GW | 14.4486 | 14.6047 | 14.6047 | 14.6047 | 14.6047 | Location Constrained Storage (12-hr) | GW | 14.4486 | 14.6047 | 14.6047 | 14.6047 | 14.6047 | Location Constrained Storage (12-hr) | GW | 14.4486 | 14.6047 | 14.6047 | 14.6047 | 14.6047 | Location Constrained Storage (12-hr) | GW | 14.4486 | 14.6047 | 14.6047 | 14.6047 | 14.6047 | Location Constrained Storage (12-hr) | GW | 14.4486 | 14.6047 | 14.6047 | 14.6047 | 14.6047 | Location Constrained Storage (12-hr) | GW | 14.4486 | 14.6047 | 14.6047 | 14.6047 | 14.6047 | Location Constrained Storage (12-hr) | GW | 14.4486 | 14.6047 | 14.6047 | 14.6047 | 14.6047 | Location Constrained Storage (12-hr) | GW | 14.4486 | 14.6047 | 14.6047 | 14.6047 | 14.6047 | Location Constrained Storage (12-hr) | GW | 14.4486 | 14.6047 | 14.6047 | 14.6047 | 14.6047 | Location Constrained Storage (12-hr) | GW | 14.4486 | 14.6047 | 14.6047 | 14.6047 | 14.6047 | Location Constrained Storage (12-hr) | GW | 14.4486 | 14.6047 | 14.6047 | 14.6047 | 14.6047 | Location Constrained Storage (12-hr) | GW | 14.4486 | 14.6047 | 14.6047 | 14.6047 | 14.6047 | Location Constrained Storage (12-hr) | GW | 14.4486 | 14.6047 | 14.6047 | 14.6047 | 14.6047
Storage (12-hr) | GW | 0 | 0 | 0 | 0 | 0 | Storage (12-hr) | GW | 0 | 0 | 0 | 0 | 0 | Storage (12-hr) | GW | 0 | 0 | 0 | 0 | 0 | Storage (12-hr) | GW | 0 | 0 | 0 | 0 | 0 | Storage (12-hr) | GW | 0 | 0 | 0 | 0 | 0 | Storage (12-hr) | GW | 0 | 0 | 0 | 0 | 0 | Storage (12-hr) | GW | 0 | 0 | 0 | 0 | 0 | Storage (12-hr) | GW | 0 | 0 | 0 | 0 | 0 | Storage (12-hr) | GW | 0 | 0 | 0 | 0 | 0 | Storage (12-hr) | GW | 0 | 0 | 0 | 0 | 0 | Storage (12-hr) | GW | 0 | 0 | 0 | 0 | 0 | Storage (12-hr) | GW | 0 | 0 | 0 | 0 | 0 | Storage (12-hr) | GW | 0 | 0 | 0 | 0 | 0 | Storage (12-hr) | GW | 0 | 0 | 0 | 0 | 0 | Storage (12-hr) | GW | 0 | 0 | 0 | 0 | 0 | Storage (12-hr) | GW | 0 | 0 | 0 | 0 | 0 | Storage (12-hr) | GW | 0 | 0 | 0 | 0 | 0 | Storage (12-hr) | GW | 0 | 0 | 0 | 0 | 0 | Storage (12-hr) | GW | 0 | 0 | 0 | 0 | 0 | Storage (12-hr) | GW | 0 | 0 | 0 | 0 | 0 | Storage (12-hr) | GW | 0 | 0 | 0 | 0 | 0 | Storage (12-hr) | GW | 0 | 0 | 0 | 0 | 0 | Storage (12-hr) | GW | 0 | 0 | 0 | 0 | 0 | Storage (12-hr) | GW | 0 | 0 | 0 | 0 | 0 | Storage (12-hr) | GW | 0 | 0 | 0 | 0 | 0 | Storage (12-hr) | GW | 0 | 0 | 0 | 0 | 0
Storage (100-hr) | GW | 0 | 0 | 0 | 0 | 0 | Storage (100-hr) | GW | 0 | 0 | 0 | 0 | 0 | Storage (100-hr) | GW | 0 | 0 | 0 | 0 | 0 | Storage (100-hr) | GW | 0 | 0 | 0 | 0 | 0 | Storage (100-hr) | GW | 0 | 0 | 0 | 0 | 0 | Storage (100-hr) | GW | 0 | 0 | 0 | 0 | 0 | Storage (100-hr) | GW | 0 | 0 | 0 | 0 | 0 | Storage (100-hr) | GW | 0 | 0 | 0 | 0 | 0 | Storage (100-hr) | GW | 0 | 0 | 0 | 0 | 0 | Storage (100-hr) | GW | 0 | 0 | 0 | 0 | 0 | Storage (100-hr) | GW | 0 | 0 | 0 | 0 | 0 | Storage (100-hr) | GW | 0 | 0 | 0 | 0 | 0 | Storage (100-hr) | GW | 0 | 0 | 0 | 0 | 0 | Storage (100-hr) | GW | 0 | 0 | 0 | 0 | 0 | Storage (100-hr) | GW | 0 | 0 | 0 | 9.6079 | 44.0939 | Storage (100-hr) | GW | 0 | 0 | 0 | 0 | 0 | Storage (100-hr) | GW | 0 | 0 | 0 | 0 | 0 | Storage (100-hr) | GW | 0 | 0 | 0 | 0 | 0 | Storage (100-hr) | GW | 0 | 0 | 0 | 3.1818 | 3.1818 | Storage (100-hr) | GW | 0 | 0 | 0 | 0 | 0.082073 | Storage (100-hr) | GW | 0 | 0 | 0 | 0 | 0 | Storage (100-hr) | GW | 0 | 0 | 0 | 0 | 0 | Storage (100-hr) | GW | 0 | 0 | 0 | 0 | 0 | Storage (100-hr) | GW | 0 | 0 | 0 | 0 | 0 | Storage (100-hr) | GW | 0 | 0 | 0 | 0 | 0 | Storage (100-hr) | GW | 0 | 0 | 0 | 0 | 0
Shed DR | GW | 1.122 | 1.122 | 1.122 | 1.122 | 1.122 | Shed DR | GW | 1.122 | 1.122 | 1.122 | 1.122 | 1.122 | Shed DR | GW | 1.122 | 1.122 | 1.122 | 1.122 | 1.122 | Shed DR | GW | 1.122 | 1.122 | 1.122 | 1.122 | 1.122 | Shed DR | GW | 1.122 | 1.122 | 1.122 | 1.122 | 1.122 | Shed DR | GW | 1.122 | 1.122 | 1.122 | 1.122 | 1.122 | Shed DR | GW | 1.122 | 1.122 | 1.122 | 4.418 | 4.5145 | Shed DR | GW | 1.122 | 1.122 | 1.122 | 1.122 | 1.122 | Shed DR | GW | 1.122 | 1.122 | 1.122 | 1.122 | 1.122 | Shed DR | GW | 1.122 | 1.122 | 1.122 | 1.122 | 1.122 | Shed DR | GW | 1.122 | 1.122 | 1.122 | 1.122 | 1.122 | Shed DR | GW | 1.122 | 1.122 | 1.122 | 1.122 | 1.122 | Shed DR | GW | 1.122 | 1.122 | 1.122 | 1.122 | 1.122 | Shed DR | GW | 1.122 | 1.122 | 1.122 | 4.99 | 5.5185 | Shed DR | GW | 1.122 | 1.122 | 1.122 | 4.99 | 5.5185 | Shed DR | GW | 1.122 | 1.122 | 1.122 | 1.122 | 1.122 | Shed DR | GW | 1.122 | 1.122 | 1.122 | 4.99 | 5.5185 | Shed DR | GW | 1.122 | 1.122 | 1.122 | 1.122 | 1.122 | Shed DR | GW | 1.122 | 2.87 | 4.233 | 4.99 | 5.5185 | Shed DR | GW | 1.122 | 1.122 | 1.122 | 1.122 | 1.122 | Shed DR | GW | 1.122 | 1.122 | 1.122 | 1.122 | 1.122 | Shed DR | GW | 1.122 | 1.122 | 1.122 | 1.122 | 1.122 | Shed DR | GW | 1.122 | 1.122 | 1.122 | 1.122 | 1.122 | Shed DR | GW | 1.122 | 1.122 | 1.122 | 1.122 | 1.122 | Shed DR | GW | 1.122 | 1.122 | 4.055 | 4.418 | 4.766 | Shed DR | GW | 1.122 | 2.87 | 4.233 | 4.99 | 5.77
Annual Generation by Resource Type | Unit | 2025-01-01 | 2030-01-01 | 2035-01-01 | 2040-01-01 | 2045-01-01 | Annual Generation by Resource Type | Unit | 2025-01-01 | 2030-01-01 | 2035-01-01 | 2040-01-01 | 2045-01-01 | Annual Generation by Resource Type | Unit | 2025-01-01 | 2030-01-01 | 2035-01-01 | 2040-01-01 | 2045-01-01 | Annual Generation by Resource Type | Unit | 2025-01-01 | 2030-01-01 | 2035-01-01 | 2040-01-01 | 2045-01-01 | Annual Generation by Resource Type | Unit | 2025-01-01 | 2030-01-01 | 2035-01-01 | 2040-01-01 | 2045-01-01 | Annual Generation by Resource Type | Unit | 2025-01-01 | 2030-01-01 | 2035-01-01 | 2040-01-01 | 2045-01-01 | Annual Generation by Resource Type | Unit | 2025-01-01 | 2030-01-01 | 2035-01-01 | 2040-01-01 | 2045-01-01 | Annual Generation by Resource Type | Unit | 2025-01-01 | 2030-01-01 | 2035-01-01 | 2040-01-01 | 2045-01-01 | Annual Generation by Resource Type | Unit | 2025-01-01 | 2030-01-01 | 2035-01-01 | 2040-01-01 | 2045-01-01 | Annual Generation by Resource Type | Unit | 2025-01-01 | 2030-01-01 | 2035-01-01 | 2040-01-01 | 2045-01-01 | Annual Generation by Resource Type | Unit | 2025-01-01 | 2030-01-01 | 2035-01-01 | 2040-01-01 | 2045-01-01 | Annual Generation by Resource Type | Unit | 2025-01-01 | 2030-01-01 | 2035-01-01 | 2040-01-01 | 2045-01-01 | Annual Generation by Resource Type | Unit | 2025-01-01 | 2030-01-01 | 2035-01-01 | 2040-01-01 | 2045-01-01 | Annual Generation by Resource Type | Unit | 2025-01-01 | 2030-01-01 | 2035-01-01 | 2040-01-01 | 2045-01-01 | Annual Generation by Resource Type | Unit | 2025-01-01 | 2030-01-01 | 2035-01-01 | 2040-01-01 | 2045-01-01 | Annual Generation by Resource Type | Unit | 2025-01-01 | 2030-01-01 | 2035-01-01 | 2040-01-01 | 2045-01-01 | Annual Generation by Resource Type | Unit | 2025-01-01 | 2030-01-01 | 2035-01-01 | 2040-01-01 | 2045-01-01 | Annual Generation by Resource Type | Unit | 2025-01-01 | 2030-01-01 | 2035-01-01 | 2040-01-01 | 2045-01-01 | Annual Generation by Resource Type | Unit | 2025-01-01 | 2030-01-01 | 2035-01-01 | 2040-01-01 | 2045-01-01 | Annual Generation by Resource Type | Unit | 2025-01-01 | 2030-01-01 | 2035-01-01 | 2040-01-01 | 2045-01-01 | Annual Generation by Resource Type | Unit | 2025-01-01 | 2030-01-01 | 2035-01-01 | 2040-01-01 | 2045-01-01 | Annual Generation by Resource Type | Unit | 2025-01-01 | 2030-01-01 | 2035-01-01 | 2040-01-01 | 2045-01-01 | Annual Generation by Resource Type | Unit | 2025-01-01 | 2030-01-01 | 2035-01-01 | 2040-01-01 | 2045-01-01 | Annual Generation by Resource Type | Unit | 2025-01-01 | 2030-01-01 | 2035-01-01 | 2040-01-01 | 2045-01-01 | Annual Generation by Resource Type | Unit | 2025-01-01 | 2030-01-01 | 2035-01-01 | 2040-01-01 | 2045-01-01 | Annual Generation by Resource Type | Unit | 2025-01-01 | 2030-01-01 | 2035-01-01 | 2040-01-01 | 2045-01-01
Coal | TWh | 27.9935 | 22.7145 | 22.1773 | 17.6584 | 10.5474 | Coal | TWh | 27.9935 | 18.0742 | 10.7772 | 5.9103 | 3.006 | Coal | TWh | 27.9935 | 15.3906 | 10.7772 | 2.9044 | 0 | Coal | TWh | 27.9935 | 14.0425 | 10.6263 | 2.9044 | 0 | Coal | TWh | 27.9935 | 12.4324 | 9.3192 | 2.9044 | 0 | Coal | TWh | 27.9935 | 12.5029 | 7.7713 | 2.9044 | 0 | Coal | TWh | 27.9935 | 12.8 | 10.7772 | 5.9103 | 0 | Coal | TWh | 28.0241 | 22.665 | 21.8715 | 17.6318 | 11.9871 | Coal | TWh | 28.0241 | 15.7381 | 10.7772 | 5.773 | 0 | Coal | TWh | 28.0241 | 13.774 | 10.7772 | 2.9044 | 0 | Coal | TWh | 28.0241 | 12.0432 | 10.7772 | 2.9044 | 0 | Coal | TWh | 28.0241 | 10.9846 | 7.8415 | 2.9044 | 0 | Coal | TWh | 28.0241 | 10.9311 | 7.7713 | 2.9044 | 0 | Coal | TWh | 28.0241 | 10.8304 | 10.3649 | 5.498 | 0 | Coal | TWh | 28.0241 | 10.8248 | 10.7772 | 5.9103 | 0 | Coal | TWh | 28.0241 | 10.7785 | 10.7772 | 2.9044 | 0 | Coal | TWh | 28.0241 | 10.826 | 10.7772 | 6.6552 | 0 | Coal | TWh | 28.0241 | 10.779 | 10.7772 | 2.9044 | 0 | Coal | TWh | 28.0241 | 13.0893 | 15.0106 | 8.6063 | 0 | Coal | TWh | 28.0241 | 10.9311 | 7.7713 | 2.9044 | 0 | Coal | TWh | 28.0241 | 10.9311 | 7.7713 | 2.9044 | 0 | Coal | TWh | 28.0241 | 10.9311 | 7.7713 | 2.9044 | 0 | Coal | TWh | 28.0241 | 10.9311 | 7.7713 | 2.9044 | 0 | Coal | TWh | 28.0241 | 10.9406 | 7.7713 | 2.9044 | 0 | Coal | TWh | 27.9935 | 13.1078 | 15.0026 | 8.2166 | 0.24577 | Coal | TWh | 28.0241 | 12.9702 | 15.7597 | 10.0593 | 1.38
Natural Gas | TWh | 37.074 | 58.2248 | 81.3522 | 94.8508 | 94.5666 | Natural Gas | TWh | 37.074 | 57.2109 | 63.9111 | 61.7434 | 55.025 | Natural Gas | TWh | 37.074 | 58.2827 | 52.5941 | 55.368 | 40.0521 | Natural Gas | TWh | 37.074 | 58.3065 | 48.7126 | 46.4207 | 27.9085 | Natural Gas | TWh | 37.074 | 59.8702 | 48.2654 | 36.44 | 13.9778 | Natural Gas | TWh | 37.074 | 57.1376 | 49.964 | 32.2167 | 6.9996 | Natural Gas | TWh | 37.074 | 57.1783 | 38.1886 | 18.3104 | 0 | Natural Gas | TWh | 37.2392 | 58.3407 | 88.7229 | 120.2709 | 129.6516 | Natural Gas | TWh | 37.2392 | 60.1473 | 65.013 | 67.188 | 64.2442 | Natural Gas | TWh | 37.2392 | 60.1935 | 54.9211 | 56.68 | 41.7994 | Natural Gas | TWh | 37.2392 | 62.8042 | 50.6059 | 46.8108 | 27.9527 | Natural Gas | TWh | 37.2392 | 62.6319 | 53.8322 | 37.4261 | 13.9807 | Natural Gas | TWh | 37.2392 | 61.5676 | 51.2246 | 32.2179 | 6.9839 | Natural Gas | TWh | 37.2392 | 62.5673 | 40.2447 | 19.7509 | 0 | Natural Gas | TWh | 37.2392 | 63.2213 | 39.1168 | 18.4508 | 0 | Natural Gas | TWh | 37.2392 | 65.1273 | 39.1219 | 23.9869 | 0 | Natural Gas | TWh | 37.2392 | 62.9389 | 39.0422 | 12.691 | 0 | Natural Gas | TWh | 37.2392 | 65.0133 | 39.061 | 24.3199 | 0 | Natural Gas | TWh | 37.2392 | 9.1484 | 10.9731 | 6.2209 | 0 | Natural Gas | TWh | 37.2392 | 61.5676 | 51.2246 | 32.2179 | 6.9847 | Natural Gas | TWh | 37.2392 | 61.5676 | 51.2246 | 32.2016 | 6.9935 | Natural Gas | TWh | 37.2392 | 61.5676 | 51.2221 | 32.1791 | 6.9081 | Natural Gas | TWh | 37.2392 | 61.5676 | 51.2221 | 32.1791 | 6.9081 | Natural Gas | TWh | 37.2392 | 61.4685 | 51.3555 | 32.2502 | 6.9133 | Natural Gas | TWh | 37.074 | 10.3512 | 12.1678 | 12.7661 | 4.8751 | Natural Gas | TWh | 37.2392 | 9.4803 | 13.022 | 8.5251 | 1.9491
Natural Gas (CCS) | TWh | 0 | 0 | 0 | 0 | 0 | Natural Gas (CCS) | TWh | 0 | 0 | 0 | 0 | 0 | Natural Gas (CCS) | TWh | 0 | 0 | 0 | 0 | 0 | Natural Gas (CCS) | TWh | 0 | 0 | 0 | 0 | 0 | Natural Gas (CCS) | TWh | 0 | 0 | 0 | 0 | 0 | Natural Gas (CCS) | TWh | 0 | 0 | 0 | 0 | 0 | Natural Gas (CCS) | TWh | 0 | 0 | 0 | 0 | 0 | Natural Gas (CCS) | TWh | 0 | 0 | 0 | 0 | 0 | Natural Gas (CCS) | TWh | 0 | 0 | 0 | 0 | 0 | Natural Gas (CCS) | TWh | 0 | 0 | 0 | 0 | 0 | Natural Gas (CCS) | TWh | 0 | 0 | 0 | 0 | 0 | Natural Gas (CCS) | TWh | 0 | 0 | 0 | 0 | 0 | Natural Gas (CCS) | TWh | 0 | 0 | 0 | 0 | 0 | Natural Gas (CCS) | TWh | 0 | 0 | 0 | 0 | 0 | Natural Gas (CCS) | TWh | 0 | 0 | 0 | 0 | 0 | Natural Gas (CCS) | TWh | 0 | 0 | 0 | 0 | 0 | Natural Gas (CCS) | TWh | 0 | 0 | 0 | 55.307 | 115.1451 | Natural Gas (CCS) | TWh | 0 | 0 | 0 | 13.2253 | 9.0265 | Natural Gas (CCS) | TWh | 0 | 0 | 0 | 0 | 0 | Natural Gas (CCS) | TWh | 0 | 0 | 0 | 0 | 0 | Natural Gas (CCS) | TWh | 0 | 0 | 0 | 0 | 0 | Natural Gas (CCS) | TWh | 0 | 0 | 0 | 0 | 0 | Natural Gas (CCS) | TWh | 0 | 0 | 0 | 0 | 0 | Natural Gas (CCS) | TWh | 0 | 0 | 0 | 8.1606 | 4.8463 | Natural Gas (CCS) | TWh | 0 | 0 | 0 | 0 | 0 | Natural Gas (CCS) | TWh | 0 | 0 | 0 | 0 | 0
Nuclear | TWh | 10.2404 | 10.2381 | 10.2404 | 10.2404 | 9.8906 | Nuclear | TWh | 10.2404 | 10.2404 | 10.2404 | 10.2404 | 9.5577 | Nuclear | TWh | 10.2404 | 10.2404 | 10.2404 | 9.7585 | 9.1796 | Nuclear | TWh | 10.2404 | 10.2404 | 10.2404 | 9.4901 | 9.0018 | Nuclear | TWh | 10.2404 | 10.2404 | 10.2404 | 9.4794 | 8.7626 | Nuclear | TWh | 10.2404 | 10.2404 | 10.2404 | 9.4094 | 8.4521 | Nuclear | TWh | 10.2404 | 10.2404 | 9.6326 | 8.9057 | 7.9483 | Nuclear | TWh | 10.2404 | 10.2381 | 10.2404 | 10.2404 | 10.2404 | Nuclear | TWh | 10.2404 | 10.2404 | 10.2404 | 10.0289 | 9.5308 | Nuclear | TWh | 10.2404 | 10.2404 | 10.2404 | 9.6528 | 9.0446 | Nuclear | TWh | 10.2404 | 10.2404 | 10.2404 | 9.5044 | 8.937 | Nuclear | TWh | 10.2404 | 10.2404 | 10.2404 | 9.4791 | 8.5891 | Nuclear | TWh | 10.2404 | 10.2404 | 9.8947 | 9.3687 | 8.3322 | Nuclear | TWh | 10.2404 | 10.2404 | 9.6328 | 8.9054 | 7.8844 | Nuclear | TWh | 10.2404 | 10.2404 | 9.6322 | 9.3539 | 7.9501 | Nuclear | TWh | 10.2404 | 10.2404 | 9.6288 | 9.0979 | 8.5596 | Nuclear | TWh | 10.2404 | 10.2404 | 9.6302 | 9.2036 | 8.2905 | Nuclear | TWh | 10.2404 | 10.2404 | 9.6016 | 9.1022 | 8.5529 | Nuclear | TWh | 10.2404 | 8.414 | 8.5817 | 8.5125 | 7.9483 | Nuclear | TWh | 10.2404 | 10.2404 | 9.8947 | 9.3687 | 8.3322 | Nuclear | TWh | 10.2404 | 10.2404 | 9.8947 | 9.4039 | 8.4058 | Nuclear | TWh | 10.2404 | 10.2404 | 9.8971 | 9.118 | 8.5842 | Nuclear | TWh | 10.2404 | 10.2404 | 9.8971 | 9.118 | 8.5842 | Nuclear | TWh | 10.2404 | 10.2404 | 9.894 | 9.5549 | 8.8009 | Nuclear | TWh | 10.2404 | 8.4945 | 8.776 | 8.9203 | 8.5506 | Nuclear | TWh | 10.2404 | 8.414 | 8.7078 | 8.6367 | 7.974
Nuclear (SMR) | TWh | 0 | 0 | 0 | 0 | 0 | Nuclear (SMR) | TWh | 0 | 0 | 0 | 0 | 0 | Nuclear (SMR) | TWh | 0 | 0 | 0 | 0 | 0 | Nuclear (SMR) | TWh | 0 | 0 | 0 | 0 | 0 | Nuclear (SMR) | TWh | 0 | 0 | 0 | 0 | 0 | Nuclear (SMR) | TWh | 0 | 0 | 0 | 0 | 0 | Nuclear (SMR) | TWh | 0 | 0 | 0 | 0 | 0 | Nuclear (SMR) | TWh | 0 | 0 | 0 | 0 | 0 | Nuclear (SMR) | TWh | 0 | 0 | 0 | 0 | 0 | Nuclear (SMR) | TWh | 0 | 0 | 0 | 0 | 0 | Nuclear (SMR) | TWh | 0 | 0 | 0 | 0 | 0 | Nuclear (SMR) | TWh | 0 | 0 | 0 | 0 | 0 | Nuclear (SMR) | TWh | 0 | 0 | 0 | 0 | 0 | Nuclear (SMR) | TWh | 0 | 0 | 0 | 0 | 0 | Nuclear (SMR) | TWh | 0 | 0 | 0 | 0 | 0 | Nuclear (SMR) | TWh | 0 | 0 | 0 | 0 | 0 | Nuclear (SMR) | TWh | 0 | 0 | 0 | 0 | 86.9209 | Nuclear (SMR) | TWh | 0 | 0 | 0 | 0 | 108.9959 | Nuclear (SMR) | TWh | 0 | 0 | 0 | 25.8136 | 266.0484 | Nuclear (SMR) | TWh | 0 | 0 | 0 | 0 | 0 | Nuclear (SMR) | TWh | 0 | 0 | 0 | 0 | 0 | Nuclear (SMR) | TWh | 0 | 0 | 0 | 0 | 97.1654 | Nuclear (SMR) | TWh | 0 | 0 | 0 | 0 | 97.1654 | Nuclear (SMR) | TWh | 0 | 0 | 0 | 39.9865 | 140.8263 | Nuclear (SMR) | TWh | 0 | 0 | 0 | 0 | 0 | Nuclear (SMR) | TWh | 0 | 0 | 0 | 0 | 0
Geothermal | TWh | 0.77789 | 0.77513 | 0.77183 | 0.44169 | 0.43468 | Geothermal | TWh | 0.77789 | 0.77789 | 11.466 | 11.1118 | 10.6839 | Geothermal | TWh | 0.77789 | 0.77789 | 14.7746 | 14.1929 | 13.2203 | Geothermal | TWh | 0.77789 | 0.77789 | 14.7724 | 13.5651 | 12.6476 | Geothermal | TWh | 0.77789 | 0.77789 | 14.7592 | 13.3803 | 12.4396 | Geothermal | TWh | 0.77789 | 0.77789 | 14.7588 | 13.1081 | 12.1128 | Geothermal | TWh | 0.77789 | 0.77789 | 14.148 | 12.8299 | 9.9158 | Geothermal | TWh | 0.77789 | 0.77513 | 0.77346 | 0.44265 | 0.4405 | Geothermal | TWh | 0.77789 | 0.77789 | 14.7746 | 14.2141 | 13.5183 | Geothermal | TWh | 0.77789 | 0.77789 | 14.7721 | 13.651 | 12.8398 | Geothermal | TWh | 0.77789 | 0.77789 | 14.7533 | 13.4654 | 12.5654 | Geothermal | TWh | 0.77789 | 0.77789 | 14.7447 | 13.0479 | 12.0904 | Geothermal | TWh | 0.77789 | 0.77789 | 14.728 | 12.9931 | 11.3558 | Geothermal | TWh | 0.77789 | 0.77789 | 14.0379 | 12.7675 | 9.3818 | Geothermal | TWh | 0.77789 | 0.77789 | 13.956 | 12.8536 | 10.2619 | Geothermal | TWh | 0.77789 | 0.77789 | 14.0479 | 12.9176 | 11.9029 | Geothermal | TWh | 0.77789 | 0.77789 | 13.8959 | 14.2208 | 11.0139 | Geothermal | TWh | 0.77789 | 0.77789 | 14.0533 | 13.0434 | 12.6194 | Geothermal | TWh | 0.77789 | 0.73542 | 13.25 | 12.515 | 9.3315 | Geothermal | TWh | 0.77789 | 0.77789 | 14.728 | 12.9931 | 11.3604 | Geothermal | TWh | 0.77789 | 0.77789 | 14.728 | 13.0013 | 11.5994 | Geothermal | TWh | 0.77789 | 0.77789 | 14.7278 | 12.9977 | 12.6791 | Geothermal | TWh | 0.77789 | 0.77789 | 14.7278 | 12.9987 | 12.6787 | Geothermal | TWh | 0.77789 | 0.77789 | 14.7331 | 13.4733 | 13.048 | Geothermal | TWh | 0.77789 | 0.70986 | 13.2688 | 12.9054 | 12.3453 | Geothermal | TWh | 0.77789 | 0.73542 | 13.5496 | 12.4612 | 10.4533
Geothermal (Enhanced) | TWh | 0 | 0 | 0 | 0 | 0 | Geothermal (Enhanced) | TWh | 0 | 0 | 0 | 0 | 0 | Geothermal (Enhanced) | TWh | 0 | 0 | 0 | 0 | 0 | Geothermal (Enhanced) | TWh | 0 | 0 | 0 | 0 | 0 | Geothermal (Enhanced) | TWh | 0 | 0 | 0 | 0 | 0 | Geothermal (Enhanced) | TWh | 0 | 0 | 0 | 0 | 0 | Geothermal (Enhanced) | TWh | 0 | 0 | 0 | 0 | 0 | Geothermal (Enhanced) | TWh | 0 | 0 | 0 | 0 | 0 | Geothermal (Enhanced) | TWh | 0 | 0 | 0 | 0 | 0 | Geothermal (Enhanced) | TWh | 0 | 0 | 0 | 0 | 0 | Geothermal (Enhanced) | TWh | 0 | 0 | 0 | 0 | 0 | Geothermal (Enhanced) | TWh | 0 | 0 | 0 | 0 | 0 | Geothermal (Enhanced) | TWh | 0 | 0 | 0 | 0 | 0 | Geothermal (Enhanced) | TWh | 0 | 0 | 0 | 0 | 0 | Geothermal (Enhanced) | TWh | 0 | 0 | 0 | 0 | 0 | Geothermal (Enhanced) | TWh | 0 | 0 | 0 | 0 | 0 | Geothermal (Enhanced) | TWh | 0 | 0 | 0 | 0 | 0 | Geothermal (Enhanced) | TWh | 0 | 0 | 0 | 0 | 0 | Geothermal (Enhanced) | TWh | 0 | 0 | 0 | 0 | 0 | Geothermal (Enhanced) | TWh | 0 | 0 | 0 | 0 | 0 | Geothermal (Enhanced) | TWh | 0 | 0 | 0 | 0 | 0 | Geothermal (Enhanced) | TWh | 0 | 0 | 0 | 0 | 0 | Geothermal (Enhanced) | TWh | 0 | 0 | 0 | 0 | 0 | Geothermal (Enhanced) | TWh | 0 | 0 | 0 | 0 | 0 | Geothermal (Enhanced) | TWh | 0 | 0 | 0 | 0 | 0 | Geothermal (Enhanced) | TWh | 0 | 0 | 0 | 0 | 0
Biomass | TWh | 3.0976 | 2.5877 | 2.5877 | 2.5877 | 2.5877 | Biomass | TWh | 3.0976 | 2.5877 | 2.5877 | 2.5877 | 2.5877 | Biomass | TWh | 3.0976 | 2.5877 | 2.5877 | 2.5877 | 2.5877 | Biomass | TWh | 3.0976 | 2.5877 | 2.5877 | 2.5877 | 2.5877 | Biomass | TWh | 3.0976 | 2.5877 | 2.5877 | 2.5877 | 3.0071 | Biomass | TWh | 3.0976 | 2.5877 | 2.5877 | 2.5877 | 2.9005 | Biomass | TWh | 3.0976 | 2.5877 | 2.5877 | 2.5877 | 2.6539 | Biomass | TWh | 3.0976 | 2.5877 | 2.5877 | 2.5877 | 2.5877 | Biomass | TWh | 3.0976 | 2.5877 | 2.5877 | 2.5877 | 2.5877 | Biomass | TWh | 3.0976 | 2.5877 | 2.5877 | 2.5877 | 2.5877 | Biomass | TWh | 3.0976 | 2.5877 | 2.5877 | 2.5877 | 2.5879 | Biomass | TWh | 3.0976 | 2.5877 | 2.5877 | 2.5877 | 2.9915 | Biomass | TWh | 3.0976 | 2.5877 | 2.5877 | 2.5877 | 2.9288 | Biomass | TWh | 3.0976 | 2.5877 | 2.5877 | 2.5877 | 2.6208 | Biomass | TWh | 3.0976 | 2.5877 | 2.5877 | 2.5877 | 2.5878 | Biomass | TWh | 3.0976 | 2.5877 | 2.5877 | 2.5898 | 2.9654 | Biomass | TWh | 3.0976 | 2.5877 | 2.5877 | 2.5877 | 2.5882 | Biomass | TWh | 3.0976 | 2.5877 | 2.5877 | 2.5877 | 2.8432 | Biomass | TWh | 3.0976 | 2.5877 | 2.5877 | 2.5877 | 2.5877 | Biomass | TWh | 3.0976 | 2.5877 | 2.5877 | 2.5877 | 2.9288 | Biomass | TWh | 3.0976 | 2.5877 | 2.5877 | 2.5877 | 2.9644 | Biomass | TWh | 3.0976 | 2.5877 | 2.5877 | 2.5877 | 2.8818 | Biomass | TWh | 3.0976 | 2.5877 | 2.5877 | 2.5877 | 2.8818 | Biomass | TWh | 3.0976 | 2.5877 | 2.5877 | 2.5877 | 2.7297 | Biomass | TWh | 3.0976 | 2.5877 | 2.5877 | 2.5877 | 2.6653 | Biomass | TWh | 3.0976 | 2.5877 | 2.5877 | 2.5877 | 2.6539
Clean Firm | TWh | 0 | 0 | 0 | 0 | 0 | Clean Firm | TWh | 0 | 0 | 0 | 0 | 0 | Clean Firm | TWh | 0 | 0 | 0 | 0 | 0 | Clean Firm | TWh | 0 | 0 | 0 | 0 | 0 | Clean Firm | TWh | 0 | 0 | 0 | 0 | 0 | Clean Firm | TWh | 0 | 0 | 0 | 0 | 0 | Clean Firm | TWh | 0 | 0 | 0 | 0 | 0 | Clean Firm | TWh | 0 | 0 | 0 | 0 | 0 | Clean Firm | TWh | 0 | 0 | 0 | 0 | 0 | Clean Firm | TWh | 0 | 0 | 0 | 0 | 0 | Clean Firm | TWh | 0 | 0 | 0 | 0 | 0 | Clean Firm | TWh | 0 | 0 | 0 | 0 | 0 | Clean Firm | TWh | 0 | 0 | 0 | 0 | 0 | Clean Firm | TWh | 0 | 0 | 0 | 0 | 0 | Clean Firm | TWh | 0 | 0 | 0 | 0 | 0 | Clean Firm | TWh | 0 | 0 | 0 | 0 | 12.5315 | Clean Firm | TWh | 0 | 0 | 0 | 0 | 0 | Clean Firm | TWh | 0 | 0 | 0 | 0 | 3.5155 | Clean Firm | TWh | 0 | 0 | 0 | 0 | 0 | Clean Firm | TWh | 0 | 0 | 0 | 0 | 0 | Clean Firm | TWh | 0 | 0 | 0 | 0 | 3.2936 | Clean Firm | TWh | 0 | 0 | 0 | 0 | 0 | Clean Firm | TWh | 0 | 0 | 0 | 0 | 0 | Clean Firm | TWh | 0 | 0 | 0 | 0 | 0 | Clean Firm | TWh | 0 | 0 | 0 | 0 | 0 | Clean Firm | TWh | 0 | 0 | 0 | 0 | 0
Hydro | TWh | 123.769 | 125.2302 | 125.2249 | 124.4207 | 124.4836 | Hydro | TWh | 123.769 | 125.2302 | 125.2249 | 124.4207 | 124.4836 | Hydro | TWh | 123.769 | 125.2302 | 125.2249 | 124.4207 | 124.4836 | Hydro | TWh | 123.769 | 125.2302 | 125.2249 | 124.4207 | 124.4836 | Hydro | TWh | 123.769 | 125.2302 | 125.2249 | 124.4207 | 124.4836 | Hydro | TWh | 123.769 | 125.2302 | 125.2249 | 124.4207 | 124.4836 | Hydro | TWh | 123.769 | 125.2302 | 125.2249 | 124.4207 | 124.4836 | Hydro | TWh | 123.769 | 125.2302 | 125.2249 | 124.4207 | 124.4836 | Hydro | TWh | 123.769 | 125.2302 | 125.2249 | 124.4207 | 124.4836 | Hydro | TWh | 123.769 | 125.2302 | 125.2249 | 124.4207 | 124.4836 | Hydro | TWh | 123.769 | 125.2302 | 125.2249 | 124.4207 | 124.4836 | Hydro | TWh | 123.769 | 125.2302 | 125.2249 | 124.4207 | 124.4836 | Hydro | TWh | 123.769 | 125.2302 | 125.2249 | 124.4207 | 124.4836 | Hydro | TWh | 123.769 | 125.2302 | 125.2249 | 124.4207 | 124.4836 | Hydro | TWh | 123.769 | 125.2302 | 125.2249 | 124.4207 | 124.4836 | Hydro | TWh | 123.769 | 125.2302 | 125.2249 | 124.4207 | 124.4836 | Hydro | TWh | 123.769 | 125.2302 | 125.2249 | 124.4207 | 124.4836 | Hydro | TWh | 123.769 | 125.2302 | 125.2249 | 124.4207 | 124.4836 | Hydro | TWh | 123.769 | 125.2302 | 125.2249 | 124.4207 | 124.4836 | Hydro | TWh | 123.769 | 125.2302 | 125.2249 | 124.4207 | 124.4836 | Hydro | TWh | 123.769 | 125.2302 | 125.2249 | 124.4207 | 124.4836 | Hydro | TWh | 123.769 | 125.2302 | 125.2249 | 124.4207 | 124.4836 | Hydro | TWh | 123.769 | 125.2302 | 125.2249 | 124.4207 | 124.4836 | Hydro | TWh | 123.769 | 125.2302 | 125.2249 | 124.4207 | 124.4836 | Hydro | TWh | 123.769 | 125.2302 | 125.2249 | 124.4207 | 124.4836 | Hydro | TWh | 123.769 | 125.2302 | 125.2249 | 124.4207 | 124.4836
Wind | TWh | 35.6032 | 39.4791 | 39.4791 | 55.2732 | 77.2331 | Wind | TWh | 35.6032 | 48.158 | 67.7728 | 97.9281 | 114.2214 | Wind | TWh | 35.6032 | 49.9817 | 76.1401 | 104.1374 | 124.6366 | Wind | TWh | 35.6032 | 51.1575 | 80.1246 | 109.6442 | 143.1271 | Wind | TWh | 35.6032 | 51.7441 | 83.6122 | 118.2756 | 154.9131 | Wind | TWh | 35.6032 | 53.9003 | 84.0344 | 121.5608 | 155.0717 | Wind | TWh | 35.6032 | 55.2732 | 90.244 | 144.2324 | 223.5102 | Wind | TWh | 35.6032 | 39.4791 | 39.4791 | 55.2732 | 83.3648 | Wind | TWh | 35.6032 | 44.8269 | 72.0213 | 117.9597 | 135.6622 | Wind | TWh | 35.6032 | 47.844 | 81.8268 | 122.723 | 175.6867 | Wind | TWh | 35.6032 | 48.0019 | 87.7991 | 131.5448 | 183.5809 | Wind | TWh | 35.6032 | 49.4719 | 88.1612 | 141.2851 | 180.4132 | Wind | TWh | 35.6032 | 50.9639 | 88.8265 | 148.248 | 189.6222 | Wind | TWh | 35.6032 | 51.8166 | 98.6068 | 166.3362 | 216.9008 | Wind | TWh | 35.6032 | 51.5874 | 98.7905 | 178.9814 | 204.7994 | Wind | TWh | 35.6032 | 50.926 | 104.1402 | 158.3522 | 182.3067 | Wind | TWh | 35.6032 | 51.6762 | 101.7564 | 128.4161 | 119.4326 | Wind | TWh | 35.6032 | 50.9739 | 103.6991 | 146.5153 | 139.5383 | Wind | TWh | 35.6032 | 112.2732 | 129.3455 | 183.063 | 101.6538 | Wind | TWh | 35.6032 | 50.9639 | 88.8265 | 147.2113 | 186.8392 | Wind | TWh | 35.6032 | 50.9639 | 88.8265 | 147.3128 | 177.7205 | Wind | TWh | 35.6032 | 50.9639 | 88.8307 | 147.188 | 146.9234 | Wind | TWh | 35.6032 | 50.9639 | 88.8307 | 145.4143 | 145.1556 | Wind | TWh | 35.6032 | 51.0032 | 88.456 | 110.6821 | 106.5156 | Wind | TWh | 35.6032 | 114.8666 | 122.5796 | 161.8401 | 187.9784 | Wind | TWh | 35.6032 | 114.572 | 124.878 | 212.6511 | 266.3116
Solar | TWh | 12.2814 | 16.1251 | 16.1251 | 15.8376 | 18.6511 | Solar | TWh | 12.2814 | 16.1251 | 16.1251 | 25.0085 | 50.9377 | Solar | TWh | 12.2814 | 16.1251 | 17.87 | 32.0701 | 64.15 | Solar | TWh | 12.2814 | 16.1251 | 20.0969 | 39.5313 | 65.4175 | Solar | TWh | 12.2814 | 16.1251 | 20.6645 | 43.6174 | 74.8388 | Solar | TWh | 12.2814 | 16.1251 | 20.7366 | 46.5061 | 96.0295 | Solar | TWh | 12.2814 | 16.1251 | 26.9065 | 42.672 | 145.22 | Solar | TWh | 12.2814 | 16.1251 | 16.1251 | 15.8376 | 22.3834 | Solar | TWh | 12.2814 | 16.1251 | 16.1251 | 30.3945 | 74.376 | Solar | TWh | 12.2814 | 16.1251 | 19.5485 | 44.1769 | 69.6623 | Solar | TWh | 12.2814 | 16.1251 | 20.1408 | 48.1677 | 82.3386 | Solar | TWh | 12.2814 | 16.1251 | 20.9967 | 51.1063 | 113.6955 | Solar | TWh | 12.2814 | 16.1251 | 24.1081 | 51.2383 | 130.7142 | Solar | TWh | 12.2814 | 16.1251 | 26.1484 | 50.9485 | 283.8148 | Solar | TWh | 12.2814 | 16.1251 | 27.0284 | 46.2047 | 249.1293 | Solar | TWh | 12.2814 | 16.1251 | 22.4992 | 50.0532 | 116.5766 | Solar | TWh | 12.2814 | 16.1251 | 24.6776 | 24.2719 | 19.4535 | Solar | TWh | 12.2814 | 16.1251 | 22.9063 | 45.5539 | 43.7502 | Solar | TWh | 12.2814 | 47.7249 | 47.7343 | 55.7141 | 34.1173 | Solar | TWh | 12.2814 | 16.1251 | 24.1081 | 52.275 | 133.4936 | Solar | TWh | 12.2814 | 16.1251 | 24.1081 | 51.7969 | 130.8541 | Solar | TWh | 12.2814 | 16.1251 | 24.1081 | 51.8926 | 51.016 | Solar | TWh | 12.2814 | 16.1251 | 24.1081 | 53.6658 | 52.7837 | Solar | TWh | 12.2814 | 16.1251 | 24.4723 | 35.5702 | 33.7104 | Solar | TWh | 12.2814 | 33.1649 | 35.4874 | 39.9031 | 88.5911 | Solar | TWh | 12.2814 | 45.4973 | 45.6147 | 56.827 | 142.0666
Customer Solar | TWh | 2.9524 | 4.299 | 5.6441 | 6.9887 | 8.3335 | Customer Solar | TWh | 2.9524 | 4.299 | 5.6441 | 6.9136 | 7.1317 | Customer Solar | TWh | 2.9524 | 4.299 | 5.6441 | 6.6268 | 6.7212 | Customer Solar | TWh | 2.9524 | 4.299 | 5.6429 | 6.0277 | 6.1729 | Customer Solar | TWh | 2.9524 | 4.299 | 5.6355 | 6.0083 | 6.1771 | Customer Solar | TWh | 2.9524 | 4.299 | 5.6362 | 5.8534 | 5.6815 | Customer Solar | TWh | 2.9524 | 4.299 | 5.3569 | 5.7054 | 4.6513 | Customer Solar | TWh | 2.9524 | 4.299 | 5.6441 | 6.9887 | 8.3334 | Customer Solar | TWh | 2.9524 | 4.299 | 5.6441 | 6.6212 | 6.9195 | Customer Solar | TWh | 2.9524 | 4.299 | 5.6434 | 6.0799 | 6.328 | Customer Solar | TWh | 2.9524 | 4.299 | 5.6257 | 6.0093 | 6.2034 | Customer Solar | TWh | 2.9524 | 4.299 | 5.6212 | 5.7759 | 5.5449 | Customer Solar | TWh | 2.9524 | 4.299 | 5.6191 | 5.7568 | 4.7261 | Customer Solar | TWh | 2.9524 | 4.299 | 5.2716 | 5.6988 | 3.9545 | Customer Solar | TWh | 2.9524 | 4.299 | 5.1967 | 5.7662 | 6.3872 | Customer Solar | TWh | 2.9524 | 4.299 | 5.2158 | 5.7172 | 5.4775 | Customer Solar | TWh | 2.9524 | 4.299 | 5.0711 | 6.5418 | 5.6303 | Customer Solar | TWh | 2.9524 | 4.299 | 5.2167 | 5.7771 | 6.472 | Customer Solar | TWh | 2.9524 | 3.8983 | 4.8513 | 5.4349 | 3.9387 | Customer Solar | TWh | 2.9524 | 4.299 | 5.6191 | 5.7568 | 4.7204 | Customer Solar | TWh | 2.9524 | 4.299 | 5.6191 | 5.7665 | 4.8744 | Customer Solar | TWh | 2.9524 | 4.299 | 5.6191 | 5.768 | 6.5984 | Customer Solar | TWh | 2.9524 | 4.299 | 5.6191 | 5.768 | 6.5984 | Customer Solar | TWh | 2.9524 | 4.299 | 5.6208 | 6.0018 | 6.8625 | Customer Solar | TWh | 2.9524 | 3.8298 | 4.9323 | 5.8488 | 6.6578 | Customer Solar | TWh | 2.9524 | 3.9014 | 5.3291 | 5.7095 | 5.5131
Li-ion Battery | TWh | -0.06434 | -0.065729 | -0.096485 | -0.05908 | -0.06228 | Li-ion Battery | TWh | -0.06434 | -0.080458 | -0.10398 | -0.080063 | -0.17278 | Li-ion Battery | TWh | -0.06434 | -0.078062 | -0.084293 | -0.11142 | -0.26552 | Li-ion Battery | TWh | -0.06434 | -0.067671 | -0.078372 | -0.1739 | -0.38333 | Li-ion Battery | TWh | -0.06434 | -0.065733 | -0.083033 | -0.21426 | -0.41575 | Li-ion Battery | TWh | -0.06434 | -0.063634 | -0.078682 | -0.24829 | -0.44126 | Li-ion Battery | TWh | -0.06434 | -0.067106 | -0.16023 | -0.36742 | -0.63547 | Li-ion Battery | TWh | -0.064057 | -0.065608 | -0.084828 | -0.035704 | -0.042168 | Li-ion Battery | TWh | -0.064057 | -0.077296 | -0.077201 | -0.096883 | -0.22626 | Li-ion Battery | TWh | -0.064057 | -0.053215 | -0.066178 | -0.17596 | -0.36506 | Li-ion Battery | TWh | -0.064057 | -0.048304 | -0.077455 | -0.19767 | -0.41461 | Li-ion Battery | TWh | -0.064057 | -0.050623 | -0.065744 | -0.25649 | -0.43738 | Li-ion Battery | TWh | -0.064057 | -0.049854 | -0.082548 | -0.28712 | -0.52238 | Li-ion Battery | TWh | -0.064057 | -0.058811 | -0.17232 | -0.35055 | -0.7309 | Li-ion Battery | TWh | -0.064057 | -0.052382 | -0.18986 | -0.34029 | -0.6228 | Li-ion Battery | TWh | -0.064057 | -0.054418 | -0.16942 | -0.35839 | -0.44933 | Li-ion Battery | TWh | -0.064057 | -0.054813 | -0.18883 | -0.12021 | -0.51786 | Li-ion Battery | TWh | -0.064057 | -0.05651 | -0.16626 | -0.34484 | -0.40799 | Li-ion Battery | TWh | -0.064057 | -0.27564 | -0.29417 | -0.35281 | -0.68973 | Li-ion Battery | TWh | -0.064057 | -0.049854 | -0.082548 | -0.28712 | -0.5234 | Li-ion Battery | TWh | -0.064057 | -0.049854 | -0.082548 | -0.28716 | -0.49204 | Li-ion Battery | TWh | -0.064057 | -0.049854 | -0.082605 | -0.29025 | -0.40609 | Li-ion Battery | TWh | -0.064057 | -0.049854 | -0.082605 | -0.29081 | -0.40724 | Li-ion Battery | TWh | -0.064057 | -0.050192 | -0.082714 | -0.19369 | -0.32418 | Li-ion Battery | TWh | -0.06434 | -0.35075 | -0.26977 | -0.2898 | -0.36671 | Li-ion Battery | TWh | -0.064057 | -0.2716 | -0.22539 | -0.33059 | -0.57039
Li-ion Battery (4-hr) | TWh | 0 | 0 | 0 | 0 | 0 | Li-ion Battery (4-hr) | TWh | 0 | 0 | 0 | 0 | 0 | Li-ion Battery (4-hr) | TWh | 0 | 0 | 0 | 0 | 0 | Li-ion Battery (4-hr) | TWh | 0 | 0 | 0 | 0 | 0 | Li-ion Battery (4-hr) | TWh | 0 | 0 | 0 | 0 | -3.1294 | Li-ion Battery (4-hr) | TWh | 0 | 0 | 0 | 0 | -7.1695 | Li-ion Battery (4-hr) | TWh | 0 | 0 | 0 | -0.26203 | -85.5844 | Li-ion Battery (4-hr) | TWh | 0 | 0 | 0 | 0 | 0 | Li-ion Battery (4-hr) | TWh | 0 | 0 | 0 | 0 | 0 | Li-ion Battery (4-hr) | TWh | 0 | 0 | 0 | 0 | 0 | Li-ion Battery (4-hr) | TWh | 0 | 0 | 0 | 0 | -2.6541 | Li-ion Battery (4-hr) | TWh | 0 | 0 | 0 | 0 | -9.2802 | Li-ion Battery (4-hr) | TWh | 0 | 0 | 0 | 0 | -13.6452 | Li-ion Battery (4-hr) | TWh | 0 | 0 | 0 | -1.822 | -158.6483 | Li-ion Battery (4-hr) | TWh | 0 | 0 | 0 | -0.031124 | -1.2631 | Li-ion Battery (4-hr) | TWh | 0 | 0 | 0 | 0 | -11.252 | Li-ion Battery (4-hr) | TWh | 0 | 0 | 0 | 0 | -8.0829 | Li-ion Battery (4-hr) | TWh | 0 | 0 | 0 | 0 | -1.7704 | Li-ion Battery (4-hr) | TWh | 0 | -16.245 | -16.0505 | -17.261 | -44.6031 | Li-ion Battery (4-hr) | TWh | 0 | 0 | 0 | 0 | -13.4681 | Li-ion Battery (4-hr) | TWh | 0 | 0 | 0 | 0 | -11.3257 | Li-ion Battery (4-hr) | TWh | 0 | 0 | 0 | 0 | -2.6413 | Li-ion Battery (4-hr) | TWh | 0 | 0 | 0 | 0 | -2.6398 | Li-ion Battery (4-hr) | TWh | 0 | 0 | 0 | 0 | -0.67466 | Li-ion Battery (4-hr) | TWh | 0 | 0 | -7.7359 | -10.8445 | -27.7048 | Li-ion Battery (4-hr) | TWh | 0 | -15.6857 | -15.9794 | -25.5615 | -83.8632
Li-ion Battery (8-hr) | TWh | 0 | 0 | 0 | 0 | 0 | Li-ion Battery (8-hr) | TWh | 0 | 0 | 0 | 0 | 0 | Li-ion Battery (8-hr) | TWh | 0 | 0 | 0 | 0 | 0 | Li-ion Battery (8-hr) | TWh | 0 | 0 | 0 | 0 | 0 | Li-ion Battery (8-hr) | TWh | 0 | 0 | 0 | 0 | 0 | Li-ion Battery (8-hr) | TWh | 0 | 0 | 0 | 0 | -0.28168 | Li-ion Battery (8-hr) | TWh | 0 | 0 | 0 | 0 | 0 | Li-ion Battery (8-hr) | TWh | 0 | 0 | 0 | 0 | 0 | Li-ion Battery (8-hr) | TWh | 0 | 0 | 0 | 0 | 0 | Li-ion Battery (8-hr) | TWh | 0 | 0 | 0 | 0 | 0 | Li-ion Battery (8-hr) | TWh | 0 | 0 | 0 | 0 | 0 | Li-ion Battery (8-hr) | TWh | 0 | 0 | 0 | 0 | -0.209 | Li-ion Battery (8-hr) | TWh | 0 | 0 | 0 | 0 | -0.63454 | Li-ion Battery (8-hr) | TWh | 0 | 0 | 0 | 0 | 0 | Li-ion Battery (8-hr) | TWh | 0 | 0 | 0 | 0 | 0 | Li-ion Battery (8-hr) | TWh | 0 | 0 | 0 | 0 | 0 | Li-ion Battery (8-hr) | TWh | 0 | 0 | 0 | 0 | 0 | Li-ion Battery (8-hr) | TWh | 0 | 0 | 0 | 0 | 0 | Li-ion Battery (8-hr) | TWh | 0 | 0 | 0 | 0 | 0 | Li-ion Battery (8-hr) | TWh | 0 | 0 | 0 | 0 | -0.63429 | Li-ion Battery (8-hr) | TWh | 0 | 0 | 0 | 0 | -0.8094 | Li-ion Battery (8-hr) | TWh | 0 | 0 | 0 | 0 | 0 | Li-ion Battery (8-hr) | TWh | 0 | 0 | 0 | 0 | 0 | Li-ion Battery (8-hr) | TWh | 0 | 0 | 0 | 0 | 0 | Li-ion Battery (8-hr) | TWh | 0 | 0 | 0 | 0 | 0 | Li-ion Battery (8-hr) | TWh | 0 | 0 | 0 | 0 | 0
Location Constrained Storage (12-hr) | TWh | 0 | 0 | 0 | 0 | 0 | Location Constrained Storage (12-hr) | TWh | 0 | 0 | 0 | 0 | 0 | Location Constrained Storage (12-hr) | TWh | 0 | 0 | 0 | 0 | 0 | Location Constrained Storage (12-hr) | TWh | 0 | 0 | 0 | 0 | 0 | Location Constrained Storage (12-hr) | TWh | 0 | 0 | 0 | 0 | 0 | Location Constrained Storage (12-hr) | TWh | 0 | 0 | 0 | 0 | 0 | Location Constrained Storage (12-hr) | TWh | 0 | 0 | 0 | 0 | 0 | Location Constrained Storage (12-hr) | TWh | 0 | 0 | 0 | 0 | 0 | Location Constrained Storage (12-hr) | TWh | 0 | 0 | 0 | 0 | 0 | Location Constrained Storage (12-hr) | TWh | 0 | 0 | 0 | 0 | 0 | Location Constrained Storage (12-hr) | TWh | 0 | 0 | 0 | 0 | 0 | Location Constrained Storage (12-hr) | TWh | 0 | 0 | 0 | 0 | 0 | Location Constrained Storage (12-hr) | TWh | 0 | 0 | 0 | 0 | 0 | Location Constrained Storage (12-hr) | TWh | 0 | 0 | 0 | 0 | 0 | Location Constrained Storage (12-hr) | TWh | 0 | 0 | 0 | 0 | 0 | Location Constrained Storage (12-hr) | TWh | 0 | 0 | 0 | 0 | 0 | Location Constrained Storage (12-hr) | TWh | 0 | 0 | 0 | 0 | 0 | Location Constrained Storage (12-hr) | TWh | 0 | 0 | 0 | 0 | 0 | Location Constrained Storage (12-hr) | TWh | 0 | 0 | 0 | 0 | 0 | Location Constrained Storage (12-hr) | TWh | 0 | 0 | 0 | 0 | 0 | Location Constrained Storage (12-hr) | TWh | 0 | 0 | 0 | 0 | 0 | Location Constrained Storage (12-hr) | TWh | 0 | 0 | 0 | 0 | 0 | Location Constrained Storage (12-hr) | TWh | 0 | 0 | 0 | 0 | 0 | Location Constrained Storage (12-hr) | TWh | 0 | 0 | 0 | 0 | 0 | Location Constrained Storage (12-hr) | TWh | 0 | 0 | 0 | 0 | 0 | Location Constrained Storage (12-hr) | TWh | 0 | 0 | 0 | 0 | 0
Storage (12-hr) | TWh | 0 | 0 | 0 | 0 | 0 | Storage (12-hr) | TWh | 0 | 0 | 0 | 0 | 0 | Storage (12-hr) | TWh | 0 | 0 | 0 | 0 | 0 | Storage (12-hr) | TWh | 0 | 0 | 0 | 0 | 0 | Storage (12-hr) | TWh | 0 | 0 | 0 | 0 | 0 | Storage (12-hr) | TWh | 0 | 0 | 0 | 0 | 0 | Storage (12-hr) | TWh | 0 | 0 | 0 | 0 | 0 | Storage (12-hr) | TWh | 0 | 0 | 0 | 0 | 0 | Storage (12-hr) | TWh | 0 | 0 | 0 | 0 | 0 | Storage (12-hr) | TWh | 0 | 0 | 0 | 0 | 0 | Storage (12-hr) | TWh | 0 | 0 | 0 | 0 | 0 | Storage (12-hr) | TWh | 0 | 0 | 0 | 0 | 0 | Storage (12-hr) | TWh | 0 | 0 | 0 | 0 | 0 | Storage (12-hr) | TWh | 0 | 0 | 0 | 0 | 0 | Storage (12-hr) | TWh | 0 | 0 | 0 | 0 | 0 | Storage (12-hr) | TWh | 0 | 0 | 0 | 0 | 0 | Storage (12-hr) | TWh | 0 | 0 | 0 | 0 | 0 | Storage (12-hr) | TWh | 0 | 0 | 0 | 0 | 0 | Storage (12-hr) | TWh | 0 | 0 | 0 | 0 | 0 | Storage (12-hr) | TWh | 0 | 0 | 0 | 0 | 0 | Storage (12-hr) | TWh | 0 | 0 | 0 | 0 | 0 | Storage (12-hr) | TWh | 0 | 0 | 0 | 0 | 0 | Storage (12-hr) | TWh | 0 | 0 | 0 | 0 | 0 | Storage (12-hr) | TWh | 0 | 0 | 0 | 0 | 0 | Storage (12-hr) | TWh | 0 | 0 | 0 | 0 | 0 | Storage (12-hr) | TWh | 0 | 0 | 0 | 0 | 0
Storage (100-hr) | TWh | 0 | 0 | 0 | 0 | 0 | Storage (100-hr) | TWh | 0 | 0 | 0 | 0 | 0 | Storage (100-hr) | TWh | 0 | 0 | 0 | 0 | 0 | Storage (100-hr) | TWh | 0 | 0 | 0 | 0 | 0 | Storage (100-hr) | TWh | 0 | 0 | 0 | 0 | 0 | Storage (100-hr) | TWh | 0 | 0 | 0 | 0 | 0 | Storage (100-hr) | TWh | 0 | 0 | 0 | 0 | 0 | Storage (100-hr) | TWh | 0 | 0 | 0 | 0 | 0 | Storage (100-hr) | TWh | 0 | 0 | 0 | 0 | 0 | Storage (100-hr) | TWh | 0 | 0 | 0 | 0 | 0 | Storage (100-hr) | TWh | 0 | 0 | 0 | 0 | 0 | Storage (100-hr) | TWh | 0 | 0 | 0 | 0 | 0 | Storage (100-hr) | TWh | 0 | 0 | 0 | 0 | 0 | Storage (100-hr) | TWh | 0 | 0 | 0 | 0 | 0 | Storage (100-hr) | TWh | 0 | 0 | 0 | -11.8218 | -114.2708 | Storage (100-hr) | TWh | 0 | 0 | 0 | 0 | 0 | Storage (100-hr) | TWh | 0 | 0 | 0 | 0 | 0 | Storage (100-hr) | TWh | 0 | 0 | 0 | 0 | 0 | Storage (100-hr) | TWh | 0 | 0 | 0 | -3.5439 | -8.2495 | Storage (100-hr) | TWh | 0 | 0 | 0 | 0 | -0.22478 | Storage (100-hr) | TWh | 0 | 0 | 0 | 0 | 0 | Storage (100-hr) | TWh | 0 | 0 | 0 | 0 | 0 | Storage (100-hr) | TWh | 0 | 0 | 0 | 0 | 0 | Storage (100-hr) | TWh | 0 | 0 | 0 | 0 | 0 | Storage (100-hr) | TWh | 0 | 0 | 0 | 0 | 0 | Storage (100-hr) | TWh | 0 | 0 | 0 | 0 | 0
Shed DR | TWh | 0 | 0 | 0 | 0 | 0 | Shed DR | TWh | 0 | 0 | 0 | 0 | 0 | Shed DR | TWh | 0 | 0 | 0 | 0 | 0 | Shed DR | TWh | 0 | 0 | 0 | 0 | 0 | Shed DR | TWh | 0 | 0 | 0 | 0 | 0 | Shed DR | TWh | 0 | 0 | 0 | 0 | 0 | Shed DR | TWh | 0 | 0 | 0 | 0 | 0 | Shed DR | TWh | 0 | 0 | 0 | 0 | 0 | Shed DR | TWh | 0 | 0 | 0 | 0 | 0 | Shed DR | TWh | 0 | 0 | 0 | 0 | 0 | Shed DR | TWh | 0 | 0 | 0 | 0 | 0 | Shed DR | TWh | 0 | 0 | 0 | 0 | 0 | Shed DR | TWh | 0 | 0 | 0 | 0 | 0 | Shed DR | TWh | 0 | 0 | 0 | 0 | 0 | Shed DR | TWh | 0 | 0 | 0 | 0 | 0 | Shed DR | TWh | 0 | 0 | 0 | 0 | 0 | Shed DR | TWh | 0 | 0 | 0 | 0 | 0 | Shed DR | TWh | 0 | 0 | 0 | 0 | 0 | Shed DR | TWh | 0 | 0 | 0 | 0 | 0 | Shed DR | TWh | 0 | 0 | 0 | 0 | 0 | Shed DR | TWh | 0 | 0 | 0 | 0 | 0 | Shed DR | TWh | 0 | 0 | 0 | 0 | 0 | Shed DR | TWh | 0 | 0 | 0 | 0 | 0 | Shed DR | TWh | 0 | 0 | 0 | 0 | 0 | Shed DR | TWh | 0 | 0 | 0 | 0 | 0 | Shed DR | TWh | 0 | 0 | 0 | 0 | 0
Sub-regional Results | [6 empty] | Sub-regional Results | [6 empty] | Sub-regional Results | [6 empty] | Sub-regional Results | [6 empty] | Sub-regional Results | [6 empty] | Sub-regional Results | [6 empty] | Sub-regional Results | [6 empty] | Sub-regional Results | [6 empty] | Sub-regional Results | [6 empty] | Sub-regional Results | [6 empty] | Sub-regional Results | [6 empty] | Sub-regional Results | [6 empty] | Sub-regional Results | [6 empty] | Sub-regional Results | [6 empty] | Sub-regional Results | [6 empty] | Sub-regional Results | [6 empty] | Sub-regional Results | [6 empty] | Sub-regional Results | [6 empty] | Sub-regional Results | [6 empty] | Sub-regional Results | [6 empty] | Sub-regional Results | [6 empty] | Sub-regional Results | [6 empty] | Sub-regional Results | [6 empty] | Sub-regional Results | [6 empty] | Sub-regional Results | [6 empty] | Sub-regional Results
Installed Capacity, PNW | Unit | 2025-01-01 | 2030-01-01 | 2035-01-01 | 2040-01-01 | 2045-01-01 | Installed Capacity, PNW | Unit | 2025-01-01 | 2030-01-01 | 2035-01-01 | 2040-01-01 | 2045-01-01 | Installed Capacity, PNW | Unit | 2025-01-01 | 2030-01-01 | 2035-01-01 | 2040-01-01 | 2045-01-01 | Installed Capacity, PNW | Unit | 2025-01-01 | 2030-01-01 | 2035-01-01 | 2040-01-01 | 2045-01-01 | Installed Capacity, PNW | Unit | 2025-01-01 | 2030-01-01 | 2035-01-01 | 2040-01-01 | 2045-01-01 | Installed Capacity, PNW | Unit | 2025-01-01 | 2030-01-01 | 2035-01-01 | 2040-01-01 | 2045-01-01 | Installed Capacity, PNW | Unit | 2025-01-01 | 2030-01-01 | 2035-01-01 | 2040-01-01 | 2045-01-01 | Installed Capacity, PNW | Unit | 2025-01-01 | 2030-01-01 | 2035-01-01 | 2040-01-01 | 2045-01-01 | Installed Capacity, PNW | Unit | 2025-01-01 | 2030-01-01 | 2035-01-01 | 2040-01-01 | 2045-01-01 | Installed Capacity, PNW | Unit | 2025-01-01 | 2030-01-01 | 2035-01-01 | 2040-01-01 | 2045-01-01 | Installed Capacity, PNW | Unit | 2025-01-01 | 2030-01-01 | 2035-01-01 | 2040-01-01 | 2045-01-01 | Installed Capacity, PNW | Unit | 2025-01-01 | 2030-01-01 | 2035-01-01 | 2040-01-01 | 2045-01-01 | Installed Capacity, PNW | Unit | 2025-01-01 | 2030-01-01 | 2035-01-01 | 2040-01-01 | 2045-01-01 | Installed Capacity, PNW | Unit | 2025-01-01 | 2030-01-01 | 2035-01-01 | 2040-01-01 | 2045-01-01 | Installed Capacity, PNW | Unit | 2025-01-01 | 2030-01-01 | 2035-01-01 | 2040-01-01 | 2045-01-01 | Installed Capacity, PNW | Unit | 2025-01-01 | 2030-01-01 | 2035-01-01 | 2040-01-01 | 2045-01-01 | Installed Capacity, PNW | Unit | 2025-01-01 | 2030-01-01 | 2035-01-01 | 2040-01-01 | 2045-01-01 | Installed Capacity, PNW | Unit | 2025-01-01 | 2030-01-01 | 2035-01-01 | 2040-01-01 | 2045-01-01 | Installed Capacity, PNW | Unit | 2025-01-01 | 2030-01-01 | 2035-01-01 | 2040-01-01 | 2045-01-01 | Installed Capacity, PNW | Unit | 2025-01-01 | 2030-01-01 | 2035-01-01 | 2040-01-01 | 2045-01-01 | Installed Capacity, PNW | Unit | 2025-01-01 | 2030-01-01 | 2035-01-01 | 2040-01-01 | 2045-01-01 | Installed Capacity, PNW | Unit | 2025-01-01 | 2030-01-01 | 2035-01-01 | 2040-01-01 | 2045-01-01 | Installed Capacity, PNW | Unit | 2025-01-01 | 2030-01-01 | 2035-01-01 | 2040-01-01 | 2045-01-01 | Installed Capacity, PNW | Unit | 2025-01-01 | 2030-01-01 | 2035-01-01 | 2040-01-01 | 2045-01-01 | Installed Capacity, PNW | Unit | 2025-01-01 | 2030-01-01 | 2035-01-01 | 2040-01-01 | 2045-01-01 | Installed Capacity, PNW | Unit | 2025-01-01 | 2030-01-01 | 2035-01-01 | 2040-01-01 | 2045-01-01
Coal | GW | 0.73 | 0 | 0 | 0 | 0 | Coal | GW | 0.73 | 0 | 0 | 0 | 0 | Coal | GW | 0.73 | 0 | 0 | 0 | 0 | Coal | GW | 0.73 | 0 | 0 | 0 | 0 | Coal | GW | 0.73 | 0 | 0 | 0 | 0 | Coal | GW | 0.73 | 0 | 0 | 0 | 0 | Coal | GW | 0.73 | 0 | 0 | 0 | 0 | Coal | GW | 0.73 | 0 | 0 | 0 | 0 | Coal | GW | 0.73 | 0 | 0 | 0 | 0 | Coal | GW | 0.73 | 0 | 0 | 0 | 0 | Coal | GW | 0.73 | 0 | 0 | 0 | 0 | Coal | GW | 0.73 | 0 | 0 | 0 | 0 | Coal | GW | 0.73 | 0 | 0 | 0 | 0 | Coal | GW | 0.73 | 0 | 0 | 0 | 0 | Coal | GW | 0.73 | 0 | 0 | 0 | 0 | Coal | GW | 0.73 | 0 | 0 | 0 | 0 | Coal | GW | 0.73 | 0 | 0 | 0 | 0 | Coal | GW | 0.73 | 0 | 0 | 0 | 0 | Coal | GW | 0.73 | 0 | 0 | 0 | 0 | Coal | GW | 0.73 | 0 | 0 | 0 | 0 | Coal | GW | 0.73 | 0 | 0 | 0 | 0 | Coal | GW | 0.73 | 0 | 0 | 0 | 0 | Coal | GW | 0.73 | 0 | 0 | 0 | 0 | Coal | GW | 0.73 | 0 | 0 | 0 | 0 | Coal | GW | 0.73 | 0 | 0 | 0 | 0 | Coal | GW | 0.73 | 0 | 0 | 0 | 0
Natural Gas | GW | 9.0506 | 11.8416 | 15.7407 | 21.2902 | 25.2599 | Natural Gas | GW | 9.0506 | 11.8416 | 14.6174 | 17.9316 | 21.8451 | Natural Gas | GW | 9.0506 | 11.8416 | 13.9034 | 17.4538 | 21.3586 | Natural Gas | GW | 9.0506 | 11.8416 | 13.6954 | 17.051 | 20.9467 | Natural Gas | GW | 9.0506 | 11.8416 | 13.6372 | 17.3789 | 17.9592 | Natural Gas | GW | 9.0506 | 11.8416 | 13.6372 | 15.8635 | 15.9552 | Natural Gas | GW | 9.0506 | 11.8822 | 12.9407 | 14.5543 | 0 | Natural Gas | GW | 9.0506 | 11.8902 | 17.2651 | 25.8385 | 33.6285 | Natural Gas | GW | 9.0506 | 11.8902 | 15.8042 | 22.0961 | 28.6306 | Natural Gas | GW | 9.0506 | 11.8902 | 15.2592 | 21.5407 | 27.6444 | Natural Gas | GW | 9.0506 | 11.8902 | 15.2592 | 21.534 | 26.4254 | Natural Gas | GW | 9.0506 | 11.8902 | 15.2592 | 19.9923 | 23.2528 | Natural Gas | GW | 9.0506 | 11.8902 | 15.0786 | 19.716 | 19.6036 | Natural Gas | GW | 9.0506 | 11.8902 | 14.5301 | 17.6747 | 0 | Natural Gas | GW | 9.0506 | 11.8902 | 14.4429 | 13.8837 | 0 | Natural Gas | GW | 9.0506 | 11.8902 | 14.6352 | 14.076 | 0 | Natural Gas | GW | 9.0506 | 11.8902 | 14.4236 | 13.8644 | 0 | Natural Gas | GW | 9.0506 | 11.8902 | 14.6107 | 14.0515 | 0 | Natural Gas | GW | 9.0506 | 9.0141 | 9.0141 | 8.4549 | 0 | Natural Gas | GW | 9.0506 | 11.8902 | 15.0786 | 19.716 | 19.5629 | Natural Gas | GW | 9.0506 | 11.8902 | 15.0786 | 19.634 | 20.9436 | Natural Gas | GW | 9.0506 | 11.8902 | 15.0786 | 20.0113 | 21.938 | Natural Gas | GW | 9.0506 | 11.8902 | 15.0786 | 20.0113 | 21.938 | Natural Gas | GW | 9.0506 | 11.8902 | 14.9739 | 19.9951 | 21.3458 | Natural Gas | GW | 9.0506 | 9.0141 | 9.0141 | 8.4549 | 7.8616 | Natural Gas | GW | 9.0506 | 9.0141 | 9.0141 | 8.4549 | 7.8616
Natural Gas (CCS) | GW | 0 | 0 | 0 | 0 | 0 | Natural Gas (CCS) | GW | 0 | 0 | 0 | 0 | 0 | Natural Gas (CCS) | GW | 0 | 0 | 0 | 0 | 0 | Natural Gas (CCS) | GW | 0 | 0 | 0 | 0 | 0 | Natural Gas (CCS) | GW | 0 | 0 | 0 | 0 | 0 | Natural Gas (CCS) | GW | 0 | 0 | 0 | 0 | 0 | Natural Gas (CCS) | GW | 0 | 0 | 0 | 0 | 0 | Natural Gas (CCS) | GW | 0 | 0 | 0 | 0 | 0 | Natural Gas (CCS) | GW | 0 | 0 | 0 | 0 | 0 | Natural Gas (CCS) | GW | 0 | 0 | 0 | 0 | 0 | Natural Gas (CCS) | GW | 0 | 0 | 0 | 0 | 0 | Natural Gas (CCS) | GW | 0 | 0 | 0 | 0 | 0 | Natural Gas (CCS) | GW | 0 | 0 | 0 | 0 | 0 | Natural Gas (CCS) | GW | 0 | 0 | 0 | 0 | 0 | Natural Gas (CCS) | GW | 0 | 0 | 0 | 0 | 0 | Natural Gas (CCS) | GW | 0 | 0 | 0 | 0 | 0 | Natural Gas (CCS) | GW | 0 | 0 | 0 | 7.578 | 29.1513 | Natural Gas (CCS) | GW | 0 | 0 | 0 | 1.7298 | 2.0362 | Natural Gas (CCS) | GW | 0 | 0 | 0 | 0 | 0 | Natural Gas (CCS) | GW | 0 | 0 | 0 | 0 | 0 | Natural Gas (CCS) | GW | 0 | 0 | 0 | 0 | 0 | Natural Gas (CCS) | GW | 0 | 0 | 0 | 0 | 0 | Natural Gas (CCS) | GW | 0 | 0 | 0 | 0 | 0 | Natural Gas (CCS) | GW | 0 | 0 | 0 | 1.2476 | 1.2476 | Natural Gas (CCS) | GW | 0 | 0 | 0 | 0 | 0 | Natural Gas (CCS) | GW | 0 | 0 | 0 | 0 | 0
Nuclear | GW | 1.169 | 1.169 | 1.169 | 1.169 | 1.169 | Nuclear | GW | 1.169 | 1.169 | 1.169 | 1.169 | 1.169 | Nuclear | GW | 1.169 | 1.169 | 1.169 | 1.169 | 1.169 | Nuclear | GW | 1.169 | 1.169 | 1.169 | 1.169 | 1.169 | Nuclear | GW | 1.169 | 1.169 | 1.169 | 1.169 | 1.169 | Nuclear | GW | 1.169 | 1.169 | 1.169 | 1.169 | 1.169 | Nuclear | GW | 1.169 | 1.169 | 1.169 | 1.169 | 1.169 | Nuclear | GW | 1.169 | 1.169 | 1.169 | 1.169 | 1.169 | Nuclear | GW | 1.169 | 1.169 | 1.169 | 1.169 | 1.169 | Nuclear | GW | 1.169 | 1.169 | 1.169 | 1.169 | 1.169 | Nuclear | GW | 1.169 | 1.169 | 1.169 | 1.169 | 1.169 | Nuclear | GW | 1.169 | 1.169 | 1.169 | 1.169 | 1.169 | Nuclear | GW | 1.169 | 1.169 | 1.169 | 1.169 | 1.169 | Nuclear | GW | 1.169 | 1.169 | 1.169 | 1.169 | 1.169 | Nuclear | GW | 1.169 | 1.169 | 1.169 | 1.169 | 1.169 | Nuclear | GW | 1.169 | 1.169 | 1.169 | 1.169 | 1.169 | Nuclear | GW | 1.169 | 1.169 | 1.169 | 1.169 | 1.169 | Nuclear | GW | 1.169 | 1.169 | 1.169 | 1.169 | 1.169 | Nuclear | GW | 1.169 | 1.169 | 1.169 | 1.169 | 1.169 | Nuclear | GW | 1.169 | 1.169 | 1.169 | 1.169 | 1.169 | Nuclear | GW | 1.169 | 1.169 | 1.169 | 1.169 | 1.169 | Nuclear | GW | 1.169 | 1.169 | 1.169 | 1.169 | 1.169 | Nuclear | GW | 1.169 | 1.169 | 1.169 | 1.169 | 1.169 | Nuclear | GW | 1.169 | 1.169 | 1.169 | 1.169 | 1.169 | Nuclear | GW | 1.169 | 1.169 | 1.169 | 1.169 | 1.169 | Nuclear | GW | 1.169 | 1.169 | 1.169 | 1.169 | 1.169
Nuclear (SMR) | GW | 0 | 0 | 0 | 0 | 0 | Nuclear (SMR) | GW | 0 | 0 | 0 | 0 | 0 | Nuclear (SMR) | GW | 0 | 0 | 0 | 0 | 0 | Nuclear (SMR) | GW | 0 | 0 | 0 | 0 | 0 | Nuclear (SMR) | GW | 0 | 0 | 0 | 0 | 0 | Nuclear (SMR) | GW | 0 | 0 | 0 | 0 | 0 | Nuclear (SMR) | GW | 0 | 0 | 0 | 0 | 0 | Nuclear (SMR) | GW | 0 | 0 | 0 | 0 | 0 | Nuclear (SMR) | GW | 0 | 0 | 0 | 0 | 0 | Nuclear (SMR) | GW | 0 | 0 | 0 | 0 | 0 | Nuclear (SMR) | GW | 0 | 0 | 0 | 0 | 0 | Nuclear (SMR) | GW | 0 | 0 | 0 | 0 | 0 | Nuclear (SMR) | GW | 0 | 0 | 0 | 0 | 0 | Nuclear (SMR) | GW | 0 | 0 | 0 | 0 | 0 | Nuclear (SMR) | GW | 0 | 0 | 0 | 0 | 0 | Nuclear (SMR) | GW | 0 | 0 | 0 | 0 | 0 | Nuclear (SMR) | GW | 0 | 0 | 0 | 0 | 1.2219 | Nuclear (SMR) | GW | 0 | 0 | 0 | 0 | 6.73 | Nuclear (SMR) | GW | 0 | 0 | 0 | 3.009 | 21.9327 | Nuclear (SMR) | GW | 0 | 0 | 0 | 0 | 0 | Nuclear (SMR) | GW | 0 | 0 | 0 | 0 | 0 | Nuclear (SMR) | GW | 0 | 0 | 0 | 0 | 5.1772 | Nuclear (SMR) | GW | 0 | 0 | 0 | 0 | 5.1772 | Nuclear (SMR) | GW | 0 | 0 | 0 | 0.24872 | 7.42 | Nuclear (SMR) | GW | 0 | 0 | 0 | 0 | 0 | Nuclear (SMR) | GW | 0 | 0 | 0 | 0 | 0
Geothermal | GW | 0.0037 | 0.0037 | 0.0037 | 0.0037 | 0.0037 | Geothermal | GW | 0.0037 | 0.0037 | 0.9063 | 0.9063 | 0.9063 | Geothermal | GW | 0.0037 | 0.0037 | 1.0413 | 1.0413 | 1.0413 | Geothermal | GW | 0.0037 | 0.0037 | 1.0413 | 1.0413 | 1.0413 | Geothermal | GW | 0.0037 | 0.0037 | 1.0413 | 1.0413 | 1.0413 | Geothermal | GW | 0.0037 | 0.0037 | 1.0413 | 1.0413 | 1.0413 | Geothermal | GW | 0.0037 | 0.0037 | 1.0413 | 1.0413 | 1.0413 | Geothermal | GW | 0.0037 | 0.0037 | 0.0037 | 0.0037 | 0.0037 | Geothermal | GW | 0.0037 | 0.0037 | 1.0413 | 1.0413 | 1.0413 | Geothermal | GW | 0.0037 | 0.0037 | 1.0413 | 1.0413 | 1.0413 | Geothermal | GW | 0.0037 | 0.0037 | 1.0413 | 1.0413 | 1.0413 | Geothermal | GW | 0.0037 | 0.0037 | 1.0413 | 1.0413 | 1.0413 | Geothermal | GW | 0.0037 | 0.0037 | 1.0413 | 1.0413 | 1.0413 | Geothermal | GW | 0.0037 | 0.0037 | 1.0413 | 1.0413 | 1.0413 | Geothermal | GW | 0.0037 | 0.0037 | 1.0413 | 1.0413 | 1.0413 | Geothermal | GW | 0.0037 | 0.0037 | 1.0413 | 1.0413 | 1.0413 | Geothermal | GW | 0.0037 | 0.0037 | 1.0413 | 1.0413 | 1.0413 | Geothermal | GW | 0.0037 | 0.0037 | 1.0413 | 1.0413 | 1.0413 | Geothermal | GW | 0.0037 | 0.0037 | 1.0413 | 1.0413 | 1.0413 | Geothermal | GW | 0.0037 | 0.0037 | 1.0413 | 1.0413 | 1.0413 | Geothermal | GW | 0.0037 | 0.0037 | 1.0413 | 1.0413 | 1.0413 | Geothermal | GW | 0.0037 | 0.0037 | 1.0413 | 1.0413 | 1.0413 | Geothermal | GW | 0.0037 | 0.0037 | 1.0413 | 1.0413 | 1.0413 | Geothermal | GW | 0.0037 | 0.0037 | 1.0413 | 1.0413 | 1.0413 | Geothermal | GW | 0.0037 | 0.0037 | 1.0413 | 1.0413 | 1.0413 | Geothermal | GW | 0.0037 | 0.0037 | 1.0413 | 1.0413 | 1.0413
Geothermal (Enhanced) | GW | 0 | 0 | 0 | 0 | 0 | Geothermal (Enhanced) | GW | 0 | 0 | 0 | 0 | 0 | Geothermal (Enhanced) | GW | 0 | 0 | 0 | 0 | 0 | Geothermal (Enhanced) | GW | 0 | 0 | 0 | 0 | 0 | Geothermal (Enhanced) | GW | 0 | 0 | 0 | 0 | 0 | Geothermal (Enhanced) | GW | 0 | 0 | 0 | 0 | 0 | Geothermal (Enhanced) | GW | 0 | 0 | 0 | 0 | 0 | Geothermal (Enhanced) | GW | 0 | 0 | 0 | 0 | 0 | Geothermal (Enhanced) | GW | 0 | 0 | 0 | 0 | 0 | Geothermal (Enhanced) | GW | 0 | 0 | 0 | 0 | 0 | Geothermal (Enhanced) | GW | 0 | 0 | 0 | 0 | 0 | Geothermal (Enhanced) | GW | 0 | 0 | 0 | 0 | 0 | Geothermal (Enhanced) | GW | 0 | 0 | 0 | 0 | 0 | Geothermal (Enhanced) | GW | 0 | 0 | 0 | 0 | 0 | Geothermal (Enhanced) | GW | 0 | 0 | 0 | 0 | 0 | Geothermal (Enhanced) | GW | 0 | 0 | 0 | 0 | 0 | Geothermal (Enhanced) | GW | 0 | 0 | 0 | 0 | 0 | Geothermal (Enhanced) | GW | 0 | 0 | 0 | 0 | 0 | Geothermal (Enhanced) | GW | 0 | 0 | 0 | 0 | 0 | Geothermal (Enhanced) | GW | 0 | 0 | 0 | 0 | 0 | Geothermal (Enhanced) | GW | 0 | 0 | 0 | 0 | 0 | Geothermal (Enhanced) | GW | 0 | 0 | 0 | 0 | 0 | Geothermal (Enhanced) | GW | 0 | 0 | 0 | 0 | 0 | Geothermal (Enhanced) | GW | 0 | 0 | 0 | 0 | 0 | Geothermal (Enhanced) | GW | 0 | 0 | 0 | 0 | 0 | Geothermal (Enhanced) | GW | 0 | 0 | 0 | 0 | 0
Biomass | GW | 0.57464 | 0.47764 | 0.47764 | 0.47764 | 0.47764 | Biomass | GW | 0.57464 | 0.47764 | 0.47764 | 0.47764 | 0.47764 | Biomass | GW | 0.57464 | 0.47764 | 0.47764 | 0.47764 | 0.47764 | Biomass | GW | 0.57464 | 0.47764 | 0.47764 | 0.47764 | 0.47764 | Biomass | GW | 0.57464 | 0.47764 | 0.47764 | 0.47764 | 0.47764 | Biomass | GW | 0.57464 | 0.47764 | 0.47764 | 0.47764 | 0.47764 | Biomass | GW | 0.57464 | 0.47764 | 0.47764 | 0.47764 | 0.47764 | Biomass | GW | 0.57464 | 0.47764 | 0.47764 | 0.47764 | 0.47764 | Biomass | GW | 0.57464 | 0.47764 | 0.47764 | 0.47764 | 0.47764 | Biomass | GW | 0.57464 | 0.47764 | 0.47764 | 0.47764 | 0.47764 | Biomass | GW | 0.57464 | 0.47764 | 0.47764 | 0.47764 | 0.47764 | Biomass | GW | 0.57464 | 0.47764 | 0.47764 | 0.47764 | 0.47764 | Biomass | GW | 0.57464 | 0.47764 | 0.47764 | 0.47764 | 0.47764 | Biomass | GW | 0.57464 | 0.47764 | 0.47764 | 0.47764 | 0.47764 | Biomass | GW | 0.57464 | 0.47764 | 0.47764 | 0.47764 | 0.47764 | Biomass | GW | 0.57464 | 0.47764 | 0.47764 | 0.47764 | 0.47764 | Biomass | GW | 0.57464 | 0.47764 | 0.47764 | 0.47764 | 0.47764 | Biomass | GW | 0.57464 | 0.47764 | 0.47764 | 0.47764 | 0.47764 | Biomass | GW | 0.57464 | 0.47764 | 0.47764 | 0.47764 | 0.47764 | Biomass | GW | 0.57464 | 0.47764 | 0.47764 | 0.47764 | 0.47764 | Biomass | GW | 0.57464 | 0.47764 | 0.47764 | 0.47764 | 0.47764 | Biomass | GW | 0.57464 | 0.47764 | 0.47764 | 0.47764 | 0.47764 | Biomass | GW | 0.57464 | 0.47764 | 0.47764 | 0.47764 | 0.47764 | Biomass | GW | 0.57464 | 0.47764 | 0.47764 | 0.47764 | 0.47764 | Biomass | GW | 0.57464 | 0.47764 | 0.47764 | 0.47764 | 0.47764 | Biomass | GW | 0.57464 | 0.47764 | 0.47764 | 0.47764 | 0.47764
Clean Firm | GW | 0 | 0 | 0 | 0 | 0 | Clean Firm | GW | 0 | 0 | 0 | 0 | 0 | Clean Firm | GW | 0 | 0 | 0 | 0 | 0 | Clean Firm | GW | 0 | 0 | 0 | 0 | 0 | Clean Firm | GW | 0 | 0 | 0 | 0 | 0 | Clean Firm | GW | 0 | 0 | 0 | 0 | 0 | Clean Firm | GW | 0 | 0 | 0 | 0 | 0 | Clean Firm | GW | 0 | 0 | 0 | 0 | 0 | Clean Firm | GW | 0 | 0 | 0 | 0 | 0 | Clean Firm | GW | 0 | 0 | 0 | 0 | 0 | Clean Firm | GW | 0 | 0 | 0 | 0 | 0 | Clean Firm | GW | 0 | 0 | 0 | 0 | 0 | Clean Firm | GW | 0 | 0 | 0 | 0 | 0 | Clean Firm | GW | 0 | 0 | 0 | 0 | 0 | Clean Firm | GW | 0 | 0 | 0 | 0 | 0 | Clean Firm | GW | 0 | 0 | 0 | 5.7132 | 27.4627 | Clean Firm | GW | 0 | 0 | 0 | 0 | 0 | Clean Firm | GW | 0 | 0 | 0 | 4.3886 | 22.7857 | Clean Firm | GW | 0 | 0 | 0 | 0 | 0 | Clean Firm | GW | 0 | 0 | 0 | 0 | 0 | Clean Firm | GW | 0 | 0 | 0 | 0 | 0.13269 | Clean Firm | GW | 0 | 0 | 0 | 0 | 0 | Clean Firm | GW | 0 | 0 | 0 | 0 | 0 | Clean Firm | GW | 0 | 0 | 0 | 0 | 0 | Clean Firm | GW | 0 | 0 | 0 | 0 | 0 | Clean Firm | GW | 0 | 0 | 0 | 0 | 0
Hydro | GW | 31.2184 | 31.5227 | 31.5211 | 31.2835 | 31.3047 | Hydro | GW | 31.2184 | 31.5227 | 31.5211 | 31.2835 | 31.3047 | Hydro | GW | 31.2184 | 31.5227 | 31.5211 | 31.2835 | 31.3047 | Hydro | GW | 31.2184 | 31.5227 | 31.5211 | 31.2835 | 31.3047 | Hydro | GW | 31.2184 | 31.5227 | 31.5211 | 31.2835 | 31.3047 | Hydro | GW | 31.2184 | 31.5227 | 31.5211 | 31.2835 | 31.3047 | Hydro | GW | 31.2184 | 31.5227 | 31.5211 | 31.2835 | 31.3047 | Hydro | GW | 31.2184 | 31.5227 | 31.5211 | 31.2835 | 31.3047 | Hydro | GW | 31.2184 | 31.5227 | 31.5211 | 31.2835 | 31.3047 | Hydro | GW | 31.2184 | 31.5227 | 31.5211 | 31.2835 | 31.3047 | Hydro | GW | 31.2184 | 31.5227 | 31.5211 | 31.2835 | 31.3047 | Hydro | GW | 31.2184 | 31.5227 | 31.5211 | 31.2835 | 31.3047 | Hydro | GW | 31.2184 | 31.5227 | 31.5211 | 31.2835 | 31.3047 | Hydro | GW | 31.2184 | 31.5227 | 31.5211 | 31.2835 | 31.3047 | Hydro | GW | 31.2184 | 31.5227 | 31.5211 | 31.2835 | 31.3047 | Hydro | GW | 31.2184 | 31.5227 | 31.5211 | 31.2835 | 31.3047 | Hydro | GW | 31.2184 | 31.5227 | 31.5211 | 31.2835 | 31.3047 | Hydro | GW | 31.2184 | 31.5227 | 31.5211 | 31.2835 | 31.3047 | Hydro | GW | 31.2184 | 31.5227 | 31.5211 | 31.2835 | 31.3047 | Hydro | GW | 31.2184 | 31.5227 | 31.5211 | 31.2835 | 31.3047 | Hydro | GW | 31.2184 | 31.5227 | 31.5211 | 31.2835 | 31.3047 | Hydro | GW | 31.2184 | 31.5227 | 31.5211 | 31.2835 | 31.3047 | Hydro | GW | 31.2184 | 31.5227 | 31.5211 | 31.2835 | 31.3047 | Hydro | GW | 31.2184 | 31.5227 | 31.5211 | 31.2835 | 31.3047 | Hydro | GW | 31.2184 | 31.5227 | 31.5211 | 31.2835 | 31.3047 | Hydro | GW | 31.2184 | 31.5227 | 31.5211 | 31.2835 | 31.3047
Wind | GW | 7.2544 | 7.2818 | 7.2818 | 7.2818 | 9.6636 | Wind | GW | 7.2544 | 7.2818 | 7.9584 | 13.4229 | 14.8003 | Wind | GW | 7.2544 | 7.2818 | 9.8221 | 13.4317 | 16.9878 | Wind | GW | 7.2544 | 7.2818 | 10.3994 | 15.4092 | 18.7621 | Wind | GW | 7.2544 | 7.2818 | 10.3994 | 16.0237 | 21.0623 | Wind | GW | 7.2544 | 7.2818 | 10.3994 | 16.8383 | 19.6463 | Wind | GW | 7.2544 | 7.2818 | 11.8131 | 19.1275 | 20.4548 | Wind | GW | 7.2544 | 7.2818 | 7.2818 | 7.2818 | 10.3994 | Wind | GW | 7.2544 | 7.2818 | 8.8154 | 15.5155 | 16.9878 | Wind | GW | 7.2544 | 7.2818 | 10.3994 | 15.7858 | 22.5251 | Wind | GW | 7.2544 | 7.2818 | 10.3994 | 16.9878 | 24.403 | Wind | GW | 7.2544 | 7.2818 | 10.3994 | 18.0829 | 21.4294 | Wind | GW | 7.2544 | 7.2818 | 10.3994 | 18.4379 | 19.7958 | Wind | GW | 7.2544 | 7.2818 | 11.8131 | 19.6463 | 30.2858 | Wind | GW | 7.2544 | 7.2818 | 11.8131 | 19.6463 | 30.2858 | Wind | GW | 7.2544 | 7.2818 | 11.8131 | 18.5108 | 20.6928 | Wind | GW | 7.2544 | 7.2818 | 12.9715 | 14.5674 | 16.8383 | Wind | GW | 7.2544 | 7.2818 | 11.8131 | 17.5055 | 17.5055 | Wind | GW | 7.2544 | 20.6043 | 20.6043 | 20.6043 | 20.6043 | Wind | GW | 7.2544 | 7.2818 | 10.3994 | 18.4379 | 19.7958 | Wind | GW | 7.2544 | 7.2818 | 10.3994 | 18.7017 | 20.5373 | Wind | GW | 7.2544 | 7.2818 | 10.3994 | 19.4148 | 19.7958 | Wind | GW | 7.2544 | 7.2818 | 10.3994 | 19.4148 | 19.7958 | Wind | GW | 7.2544 | 7.2818 | 10.7593 | 15.0435 | 15.0435 | Wind | GW | 7.2544 | 19.6463 | 19.6463 | 19.6463 | 19.6463 | Wind | GW | 7.2544 | 22.0738 | 22.0738 | 22.0738 | 22.0738
Solar | GW | 1.7463 | 1.9177 | 1.9177 | 1.7925 | 2.2821 | Solar | GW | 1.7463 | 1.9177 | 1.9177 | 3.2062 | 11.2416 | Solar | GW | 1.7463 | 1.9177 | 2.5727 | 4.7891 | 14.7905 | Solar | GW | 1.7463 | 1.9177 | 2.7786 | 6.5708 | 16.7891 | Solar | GW | 1.7463 | 1.9177 | 3.0781 | 9.3479 | 16.7733 | Solar | GW | 1.7463 | 1.9177 | 3.0781 | 9.4168 | 23.9686 | Solar | GW | 1.7463 | 1.9177 | 4.7691 | 9.9965 | 34.6337 | Solar | GW | 1.7463 | 1.9177 | 1.9177 | 1.7925 | 2.2821 | Solar | GW | 1.7463 | 1.9177 | 1.9177 | 3.587 | 17.0968 | Solar | GW | 1.7463 | 1.9177 | 2.5727 | 7.9066 | 16.9758 | Solar | GW | 1.7463 | 1.9177 | 2.5727 | 10.2986 | 18.0555 | Solar | GW | 1.7463 | 1.9177 | 2.5727 | 11.1833 | 26.7976 | Solar | GW | 1.7463 | 1.9177 | 3.5553 | 11.4611 | 32.671 | Solar | GW | 1.7463 | 1.9177 | 4.3829 | 12.9738 | 72.3866 | Solar | GW | 1.7463 | 1.9177 | 4.8742 | 10.9754 | 72.3866 | Solar | GW | 1.7463 | 1.9177 | 3.8059 | 11.6229 | 27.8862 | Solar | GW | 1.7463 | 1.9177 | 3.5553 | 3.4301 | 3.2647 | Solar | GW | 1.7463 | 1.9177 | 3.9404 | 9.694 | 9.5286 | Solar | GW | 1.7463 | 13.8128 | 13.8128 | 15.055 | 15.2104 | Solar | GW | 1.7463 | 1.9177 | 3.5553 | 11.4611 | 32.671 | Solar | GW | 1.7463 | 1.9177 | 3.5553 | 11.6632 | 32.671 | Solar | GW | 1.7463 | 1.9177 | 3.5553 | 11.457 | 11.66 | Solar | GW | 1.7463 | 1.9177 | 3.5553 | 11.457 | 11.66 | Solar | GW | 1.7463 | 1.9177 | 3.5553 | 6.6102 | 6.4449 | Solar | GW | 1.7463 | 9.2187 | 9.2187 | 10.3474 | 23.3373 | Solar | GW | 1.7463 | 12.9875 | 12.9875 | 15.6237 | 42.9871
Customer Solar | GW | 0.892 | 1.325 | 1.756 | 2.189 | 2.621 | Customer Solar | GW | 0.892 | 1.325 | 1.756 | 2.189 | 2.621 | Customer Solar | GW | 0.892 | 1.325 | 1.756 | 2.189 | 2.621 | Customer Solar | GW | 0.892 | 1.325 | 1.756 | 2.189 | 2.621 | Customer Solar | GW | 0.892 | 1.325 | 1.756 | 2.189 | 2.621 | Customer Solar | GW | 0.892 | 1.325 | 1.756 | 2.189 | 2.621 | Customer Solar | GW | 0.892 | 1.325 | 1.756 | 2.189 | 2.621 | Customer Solar | GW | 0.892 | 1.325 | 1.756 | 2.189 | 2.621 | Customer Solar | GW | 0.892 | 1.325 | 1.756 | 2.189 | 2.621 | Customer Solar | GW | 0.892 | 1.325 | 1.756 | 2.189 | 2.621 | Customer Solar | GW | 0.892 | 1.325 | 1.756 | 2.189 | 2.621 | Customer Solar | GW | 0.892 | 1.325 | 1.756 | 2.189 | 2.621 | Customer Solar | GW | 0.892 | 1.325 | 1.756 | 2.189 | 2.621 | Customer Solar | GW | 0.892 | 1.325 | 1.756 | 2.189 | 4.7825 | Customer Solar | GW | 0.892 | 1.325 | 1.756 | 2.189 | 8.6467 | Customer Solar | GW | 0.892 | 1.325 | 1.756 | 2.189 | 2.621 | Customer Solar | GW | 0.892 | 1.325 | 1.756 | 2.189 | 2.621 | Customer Solar | GW | 0.892 | 1.325 | 1.756 | 2.189 | 2.621 | Customer Solar | GW | 0.892 | 1.325 | 1.756 | 2.189 | 2.621 | Customer Solar | GW | 0.892 | 1.325 | 1.756 | 2.189 | 2.621 | Customer Solar | GW | 0.892 | 1.325 | 1.756 | 2.189 | 2.621 | Customer Solar | GW | 0.892 | 1.325 | 1.756 | 2.189 | 2.621 | Customer Solar | GW | 0.892 | 1.325 | 1.756 | 2.189 | 2.621 | Customer Solar | GW | 0.892 | 1.325 | 1.756 | 2.189 | 2.621 | Customer Solar | GW | 0.892 | 1.325 | 1.756 | 2.189 | 2.621 | Customer Solar | GW | 0.892 | 1.325 | 1.756 | 2.189 | 2.621
Li-ion Battery | GW | 0.309 | 0.627 | 0.627 | 0.627 | 0.627 | Li-ion Battery | GW | 0.309 | 0.627 | 0.627 | 0.627 | 0.627 | Li-ion Battery | GW | 0.309 | 0.627 | 0.627 | 0.627 | 0.627 | Li-ion Battery | GW | 0.309 | 0.627 | 0.627 | 0.627 | 0.627 | Li-ion Battery | GW | 0.309 | 0.627 | 0.627 | 0.627 | 0.627 | Li-ion Battery | GW | 0.309 | 0.627 | 0.627 | 0.627 | 0.627 | Li-ion Battery | GW | 0.309 | 0.627 | 0.627 | 0.627 | 0.627 | Li-ion Battery | GW | 0.309 | 0.627 | 0.627 | 0.627 | 0.627 | Li-ion Battery | GW | 0.309 | 0.627 | 0.627 | 0.627 | 0.627 | Li-ion Battery | GW | 0.309 | 0.627 | 0.627 | 0.627 | 0.627 | Li-ion Battery | GW | 0.309 | 0.627 | 0.627 | 0.627 | 0.627 | Li-ion Battery | GW | 0.309 | 0.627 | 0.627 | 0.627 | 0.627 | Li-ion Battery | GW | 0.309 | 0.627 | 0.627 | 0.627 | 0.627 | Li-ion Battery | GW | 0.309 | 0.627 | 0.627 | 0.627 | 0.627 | Li-ion Battery | GW | 0.309 | 0.627 | 0.627 | 0.627 | 0.627 | Li-ion Battery | GW | 0.309 | 0.627 | 0.627 | 0.627 | 0.627 | Li-ion Battery | GW | 0.309 | 0.627 | 0.627 | 0.627 | 0.627 | Li-ion Battery | GW | 0.309 | 0.627 | 0.627 | 0.627 | 0.627 | Li-ion Battery | GW | 0.309 | 0.627 | 0.627 | 0.627 | 0.627 | Li-ion Battery | GW | 0.309 | 0.627 | 0.627 | 0.627 | 0.627 | Li-ion Battery | GW | 0.309 | 0.627 | 0.627 | 0.627 | 0.627 | Li-ion Battery | GW | 0.309 | 0.627 | 0.627 | 0.627 | 0.627 | Li-ion Battery | GW | 0.309 | 0.627 | 0.627 | 0.627 | 0.627 | Li-ion Battery | GW | 0.309 | 0.627 | 0.627 | 0.627 | 0.627 | Li-ion Battery | GW | 0.309 | 0.627 | 0.627 | 0.627 | 0.627 | Li-ion Battery | GW | 0.309 | 0.627 | 0.627 | 0.627 | 0.627
Li-ion Battery (4-hr) | GW | 0 | 0 | 0 | 0 | 0 | Li-ion Battery (4-hr) | GW | 0 | 0 | 0 | 0 | 0 | Li-ion Battery (4-hr) | GW | 0 | 0 | 0 | 0 | 0 | Li-ion Battery (4-hr) | GW | 0 | 0 | 0 | 0 | 0 | Li-ion Battery (4-hr) | GW | 0 | 0 | 0 | 0 | 2.9789 | Li-ion Battery (4-hr) | GW | 0 | 0 | 0 | 0 | 8.9633 | Li-ion Battery (4-hr) | GW | 0 | 0 | 0 | 0 | 138.1184 | Li-ion Battery (4-hr) | GW | 0 | 0 | 0 | 0 | 0 | Li-ion Battery (4-hr) | GW | 0 | 0 | 0 | 0 | 0 | Li-ion Battery (4-hr) | GW | 0 | 0 | 0 | 0 | 0 | Li-ion Battery (4-hr) | GW | 0 | 0 | 0 | 0 | 0.18344 | Li-ion Battery (4-hr) | GW | 0 | 0 | 0 | 0 | 11.7307 | Li-ion Battery (4-hr) | GW | 0 | 0 | 0 | 0 | 13.4694 | Li-ion Battery (4-hr) | GW | 0 | 0 | 0 | 1.8439 | 158.108 | Li-ion Battery (4-hr) | GW | 0 | 0 | 0 | 0 | 0 | Li-ion Battery (4-hr) | GW | 0 | 0 | 0 | 0 | 15.1118 | Li-ion Battery (4-hr) | GW | 0 | 0 | 0 | 0 | 24.7503 | Li-ion Battery (4-hr) | GW | 0 | 0 | 0 | 0 | 0.12957 | Li-ion Battery (4-hr) | GW | 0 | 69.4844 | 69.4844 | 69.4844 | 69.4844 | Li-ion Battery (4-hr) | GW | 0 | 0 | 0 | 0 | 13.1849 | Li-ion Battery (4-hr) | GW | 0 | 0 | 0 | 0 | 13.1229 | Li-ion Battery (4-hr) | GW | 0 | 0 | 0 | 0 | 1.5207 | Li-ion Battery (4-hr) | GW | 0 | 0 | 0 | 0 | 1.5207 | Li-ion Battery (4-hr) | GW | 0 | 0 | 0 | 0 | 0 | Li-ion Battery (4-hr) | GW | 0 | 0 | 30.4742 | 48.3153 | 81.9235 | Li-ion Battery (4-hr) | GW | 0 | 67.979 | 67.979 | 86.966 | 141.2331
Li-ion Battery (8-hr) | GW | 0 | 0 | 0 | 0 | 0 | Li-ion Battery (8-hr) | GW | 0 | 0 | 0 | 0 | 0 | Li-ion Battery (8-hr) | GW | 0 | 0 | 0 | 0 | 0 | Li-ion Battery (8-hr) | GW | 0 | 0 | 0 | 0 | 0 | Li-ion Battery (8-hr) | GW | 0 | 0 | 0 | 0 | 0 | Li-ion Battery (8-hr) | GW | 0 | 0 | 0 | 0 | 0.17538 | Li-ion Battery (8-hr) | GW | 0 | 0 | 0 | 0 | 0 | Li-ion Battery (8-hr) | GW | 0 | 0 | 0 | 0 | 0 | Li-ion Battery (8-hr) | GW | 0 | 0 | 0 | 0 | 0 | Li-ion Battery (8-hr) | GW | 0 | 0 | 0 | 0 | 0 | Li-ion Battery (8-hr) | GW | 0 | 0 | 0 | 0 | 0 | Li-ion Battery (8-hr) | GW | 0 | 0 | 0 | 0 | 0.18596 | Li-ion Battery (8-hr) | GW | 0 | 0 | 0 | 0 | 1.1259 | Li-ion Battery (8-hr) | GW | 0 | 0 | 0 | 0 | 0 | Li-ion Battery (8-hr) | GW | 0 | 0 | 0 | 0 | 0 | Li-ion Battery (8-hr) | GW | 0 | 0 | 0 | 0 | 0 | Li-ion Battery (8-hr) | GW | 0 | 0 | 0 | 0 | 0 | Li-ion Battery (8-hr) | GW | 0 | 0 | 0 | 0 | 0 | Li-ion Battery (8-hr) | GW | 0 | 0 | 0 | 0 | 0 | Li-ion Battery (8-hr) | GW | 0 | 0 | 0 | 0 | 1.1381 | Li-ion Battery (8-hr) | GW | 0 | 0 | 0 | 0 | 1.4614 | Li-ion Battery (8-hr) | GW | 0 | 0 | 0 | 0 | 0 | Li-ion Battery (8-hr) | GW | 0 | 0 | 0 | 0 | 0 | Li-ion Battery (8-hr) | GW | 0 | 0 | 0 | 0 | 0 | Li-ion Battery (8-hr) | GW | 0 | 0 | 0 | 0 | 0 | Li-ion Battery (8-hr) | GW | 0 | 0 | 0 | 0 | 0
Location Constrained Storage (12-hr) | GW | 13.1611 | 13.2887 | 13.2887 | 13.2887 | 13.2887 | Location Constrained Storage (12-hr) | GW | 13.1611 | 13.2887 | 13.2887 | 13.2887 | 13.2887 | Location Constrained Storage (12-hr) | GW | 13.1611 | 13.2887 | 13.2887 | 13.2887 | 13.2887 | Location Constrained Storage (12-hr) | GW | 13.1611 | 13.2887 | 13.2887 | 13.2887 | 13.2887 | Location Constrained Storage (12-hr) | GW | 13.1611 | 13.2887 | 13.2887 | 13.2887 | 13.2887 | Location Constrained Storage (12-hr) | GW | 13.1611 | 13.2887 | 13.2887 | 13.2887 | 13.2887 | Location Constrained Storage (12-hr) | GW | 13.1611 | 13.2887 | 13.2887 | 13.2887 | 13.2887 | Location Constrained Storage (12-hr) | GW | 13.1611 | 13.2887 | 13.2887 | 13.2887 | 13.2887 | Location Constrained Storage (12-hr) | GW | 13.1611 | 13.2887 | 13.2887 | 13.2887 | 13.2887 | Location Constrained Storage (12-hr) | GW | 13.1611 | 13.2887 | 13.2887 | 13.2887 | 13.2887 | Location Constrained Storage (12-hr) | GW | 13.1611 | 13.2887 | 13.2887 | 13.2887 | 13.2887 | Location Constrained Storage (12-hr) | GW | 13.1611 | 13.2887 | 13.2887 | 13.2887 | 13.2887 | Location Constrained Storage (12-hr) | GW | 13.1611 | 13.2887 | 13.2887 | 13.2887 | 13.2887 | Location Constrained Storage (12-hr) | GW | 13.1611 | 13.2887 | 13.2887 | 13.2887 | 13.2887 | Location Constrained Storage (12-hr) | GW | 13.1611 | 13.2887 | 13.2887 | 13.2887 | 13.2887 | Location Constrained Storage (12-hr) | GW | 13.1611 | 13.2887 | 13.2887 | 13.2887 | 13.2887 | Location Constrained Storage (12-hr) | GW | 13.1611 | 13.2887 | 13.2887 | 13.2887 | 13.2887 | Location Constrained Storage (12-hr) | GW | 13.1611 | 13.2887 | 13.2887 | 13.2887 | 13.2887 | Location Constrained Storage (12-hr) | GW | 13.1611 | 13.2887 | 13.2887 | 13.2887 | 13.2887 | Location Constrained Storage (12-hr) | GW | 13.1611 | 13.2887 | 13.2887 | 13.2887 | 13.2887 | Location Constrained Storage (12-hr) | GW | 13.1611 | 13.2887 | 13.2887 | 13.2887 | 13.2887 | Location Constrained Storage (12-hr) | GW | 13.1611 | 13.2887 | 13.2887 | 13.2887 | 13.2887 | Location Constrained Storage (12-hr) | GW | 13.1611 | 13.2887 | 13.2887 | 13.2887 | 13.2887 | Location Constrained Storage (12-hr) | GW | 13.1611 | 13.2887 | 13.2887 | 13.2887 | 13.2887 | Location Constrained Storage (12-hr) | GW | 13.1611 | 13.2887 | 13.2887 | 13.2887 | 13.2887 | Location Constrained Storage (12-hr) | GW | 13.1611 | 13.2887 | 13.2887 | 13.2887 | 13.2887
Storage (12-hr) | GW | 0 | 0 | 0 | 0 | 0 | Storage (12-hr) | GW | 0 | 0 | 0 | 0 | 0 | Storage (12-hr) | GW | 0 | 0 | 0 | 0 | 0 | Storage (12-hr) | GW | 0 | 0 | 0 | 0 | 0 | Storage (12-hr) | GW | 0 | 0 | 0 | 0 | 0 | Storage (12-hr) | GW | 0 | 0 | 0 | 0 | 0 | Storage (12-hr) | GW | 0 | 0 | 0 | 0 | 0 | Storage (12-hr) | GW | 0 | 0 | 0 | 0 | 0 | Storage (12-hr) | GW | 0 | 0 | 0 | 0 | 0 | Storage (12-hr) | GW | 0 | 0 | 0 | 0 | 0 | Storage (12-hr) | GW | 0 | 0 | 0 | 0 | 0 | Storage (12-hr) | GW | 0 | 0 | 0 | 0 | 0 | Storage (12-hr) | GW | 0 | 0 | 0 | 0 | 0 | Storage (12-hr) | GW | 0 | 0 | 0 | 0 | 0 | Storage (12-hr) | GW | 0 | 0 | 0 | 0 | 0 | Storage (12-hr) | GW | 0 | 0 | 0 | 0 | 0 | Storage (12-hr) | GW | 0 | 0 | 0 | 0 | 0 | Storage (12-hr) | GW | 0 | 0 | 0 | 0 | 0 | Storage (12-hr) | GW | 0 | 0 | 0 | 0 | 0 | Storage (12-hr) | GW | 0 | 0 | 0 | 0 | 0 | Storage (12-hr) | GW | 0 | 0 | 0 | 0 | 0 | Storage (12-hr) | GW | 0 | 0 | 0 | 0 | 0 | Storage (12-hr) | GW | 0 | 0 | 0 | 0 | 0 | Storage (12-hr) | GW | 0 | 0 | 0 | 0 | 0 | Storage (12-hr) | GW | 0 | 0 | 0 | 0 | 0 | Storage (12-hr) | GW | 0 | 0 | 0 | 0 | 0
Storage (100-hr) | GW | 0 | 0 | 0 | 0 | 0 | Storage (100-hr) | GW | 0 | 0 | 0 | 0 | 0 | Storage (100-hr) | GW | 0 | 0 | 0 | 0 | 0 | Storage (100-hr) | GW | 0 | 0 | 0 | 0 | 0 | Storage (100-hr) | GW | 0 | 0 | 0 | 0 | 0 | Storage (100-hr) | GW | 0 | 0 | 0 | 0 | 0 | Storage (100-hr) | GW | 0 | 0 | 0 | 0 | 0 | Storage (100-hr) | GW | 0 | 0 | 0 | 0 | 0 | Storage (100-hr) | GW | 0 | 0 | 0 | 0 | 0 | Storage (100-hr) | GW | 0 | 0 | 0 | 0 | 0 | Storage (100-hr) | GW | 0 | 0 | 0 | 0 | 0 | Storage (100-hr) | GW | 0 | 0 | 0 | 0 | 0 | Storage (100-hr) | GW | 0 | 0 | 0 | 0 | 0 | Storage (100-hr) | GW | 0 | 0 | 0 | 0 | 0 | Storage (100-hr) | GW | 0 | 0 | 0 | 9.6079 | 44.0939 | Storage (100-hr) | GW | 0 | 0 | 0 | 0 | 0 | Storage (100-hr) | GW | 0 | 0 | 0 | 0 | 0 | Storage (100-hr) | GW | 0 | 0 | 0 | 0 | 0 | Storage (100-hr) | GW | 0 | 0 | 0 | 3.1818 | 3.1818 | Storage (100-hr) | GW | 0 | 0 | 0 | 0 | 0.082073 | Storage (100-hr) | GW | 0 | 0 | 0 | 0 | 0 | Storage (100-hr) | GW | 0 | 0 | 0 | 0 | 0 | Storage (100-hr) | GW | 0 | 0 | 0 | 0 | 0 | Storage (100-hr) | GW | 0 | 0 | 0 | 0 | 0 | Storage (100-hr) | GW | 0 | 0 | 0 | 0 | 0 | Storage (100-hr) | GW | 0 | 0 | 0 | 0 | 0
Shed DR | GW | 0.264 | 0.264 | 0.264 | 0.264 | 0.264 | Shed DR | GW | 0.264 | 0.264 | 0.264 | 0.264 | 0.264 | Shed DR | GW | 0.264 | 0.264 | 0.264 | 0.264 | 0.264 | Shed DR | GW | 0.264 | 0.264 | 0.264 | 0.264 | 0.264 | Shed DR | GW | 0.264 | 0.264 | 0.264 | 0.264 | 0.264 | Shed DR | GW | 0.264 | 0.264 | 0.264 | 0.264 | 0.264 | Shed DR | GW | 0.264 | 0.264 | 0.264 | 2.398 | 2.3405 | Shed DR | GW | 0.264 | 0.264 | 0.264 | 0.264 | 0.264 | Shed DR | GW | 0.264 | 0.264 | 0.264 | 0.264 | 0.264 | Shed DR | GW | 0.264 | 0.264 | 0.264 | 0.264 | 0.264 | Shed DR | GW | 0.264 | 0.264 | 0.264 | 0.264 | 0.264 | Shed DR | GW | 0.264 | 0.264 | 0.264 | 0.264 | 0.264 | Shed DR | GW | 0.264 | 0.264 | 0.264 | 0.264 | 0.264 | Shed DR | GW | 0.264 | 0.264 | 0.264 | 2.768 | 2.9815 | Shed DR | GW | 0.264 | 0.264 | 0.264 | 2.768 | 2.9815 | Shed DR | GW | 0.264 | 0.264 | 0.264 | 0.264 | 0.26 | Shed DR | GW | 0.264 | 0.264 | 0.264 | 2.768 | 2.9815 | Shed DR | GW | 0.264 | 0.264 | 0.264 | 0.264 | 0.264 | Shed DR | GW | 0.264 | 2.012 | 2.314 | 2.768 | 2.9815 | Shed DR | GW | 0.264 | 0.264 | 0.264 | 0.264 | 0.264 | Shed DR | GW | 0.264 | 0.264 | 0.264 | 0.264 | 0.264 | Shed DR | GW | 0.264 | 0.264 | 0.264 | 0.264 | 0.264 | Shed DR | GW | 0.264 | 0.264 | 0.264 | 0.264 | 0.264 | Shed DR | GW | 0.264 | 0.264 | 0.264 | 0.264 | 0.264 | Shed DR | GW | 0.264 | 0.264 | 2.196 | 2.398 | 2.592 | Shed DR | GW | 0.264 | 2.012 | 2.314 | 2.768 | 3.233
Installed Capacity, Inland_NW | Unit | 2025-01-01 | 2030-01-01 | 2035-01-01 | 2040-01-01 | 2045-01-01 | Installed Capacity, Inland_NW | Unit | 2025-01-01 | 2030-01-01 | 2035-01-01 | 2040-01-01 | 2045-01-01 | Installed Capacity, Inland_NW | Unit | 2025-01-01 | 2030-01-01 | 2035-01-01 | 2040-01-01 | 2045-01-01 | Installed Capacity, Inland_NW | Unit | 2025-01-01 | 2030-01-01 | 2035-01-01 | 2040-01-01 | 2045-01-01 | Installed Capacity, Inland_NW | Unit | 2025-01-01 | 2030-01-01 | 2035-01-01 | 2040-01-01 | 2045-01-01 | Installed Capacity, Inland_NW | Unit | 2025-01-01 | 2030-01-01 | 2035-01-01 | 2040-01-01 | 2045-01-01 | Installed Capacity, Inland_NW | Unit | 2025-01-01 | 2030-01-01 | 2035-01-01 | 2040-01-01 | 2045-01-01 | Installed Capacity, Inland_NW | Unit | 2025-01-01 | 2030-01-01 | 2035-01-01 | 2040-01-01 | 2045-01-01 | Installed Capacity, Inland_NW | Unit | 2025-01-01 | 2030-01-01 | 2035-01-01 | 2040-01-01 | 2045-01-01 | Installed Capacity, Inland_NW | Unit | 2025-01-01 | 2030-01-01 | 2035-01-01 | 2040-01-01 | 2045-01-01 | Installed Capacity, Inland_NW | Unit | 2025-01-01 | 2030-01-01 | 2035-01-01 | 2040-01-01 | 2045-01-01 | Installed Capacity, Inland_NW | Unit | 2025-01-01 | 2030-01-01 | 2035-01-01 | 2040-01-01 | 2045-01-01 | Installed Capacity, Inland_NW | Unit | 2025-01-01 | 2030-01-01 | 2035-01-01 | 2040-01-01 | 2045-01-01 | Installed Capacity, Inland_NW | Unit | 2025-01-01 | 2030-01-01 | 2035-01-01 | 2040-01-01 | 2045-01-01 | Installed Capacity, Inland_NW | Unit | 2025-01-01 | 2030-01-01 | 2035-01-01 | 2040-01-01 | 2045-01-01 | Installed Capacity, Inland_NW | Unit | 2025-01-01 | 2030-01-01 | 2035-01-01 | 2040-01-01 | 2045-01-01 | Installed Capacity, Inland_NW | Unit | 2025-01-01 | 2030-01-01 | 2035-01-01 | 2040-01-01 | 2045-01-01 | Installed Capacity, Inland_NW | Unit | 2025-01-01 | 2030-01-01 | 2035-01-01 | 2040-01-01 | 2045-01-01 | Installed Capacity, Inland_NW | Unit | 2025-01-01 | 2030-01-01 | 2035-01-01 | 2040-01-01 | 2045-01-01 | Installed Capacity, Inland_NW | Unit | 2025-01-01 | 2030-01-01 | 2035-01-01 | 2040-01-01 | 2045-01-01 | Installed Capacity, Inland_NW | Unit | 2025-01-01 | 2030-01-01 | 2035-01-01 | 2040-01-01 | 2045-01-01 | Installed Capacity, Inland_NW | Unit | 2025-01-01 | 2030-01-01 | 2035-01-01 | 2040-01-01 | 2045-01-01 | Installed Capacity, Inland_NW | Unit | 2025-01-01 | 2030-01-01 | 2035-01-01 | 2040-01-01 | 2045-01-01 | Installed Capacity, Inland_NW | Unit | 2025-01-01 | 2030-01-01 | 2035-01-01 | 2040-01-01 | 2045-01-01 | Installed Capacity, Inland_NW | Unit | 2025-01-01 | 2030-01-01 | 2035-01-01 | 2040-01-01 | 2045-01-01 | Installed Capacity, Inland_NW | Unit | 2025-01-01 | 2030-01-01 | 2035-01-01 | 2040-01-01 | 2045-01-01
Coal | GW | 1.5237 | 1.5237 | 1.5237 | 1.5237 | 1.5237 | Coal | GW | 1.5237 | 1.5237 | 1.5237 | 1.5237 | 1.5237 | Coal | GW | 1.5237 | 1.5237 | 1.5237 | 2.2204e-16 | 0 | Coal | GW | 1.5237 | 1.5237 | 1.4472 | 2.2204e-16 | 0 | Coal | GW | 1.5237 | 1.5237 | 0.78467 | 2.2204e-16 | 0 | Coal | GW | 1.5237 | 1.5237 | 0 | 2.2204e-16 | 0 | Coal | GW | 1.5237 | 1.5237 | 1.5237 | 1.5237 | 0 | Coal | GW | 1.5237 | 1.5237 | 1.5237 | 1.5237 | 1.5237 | Coal | GW | 1.5237 | 1.5237 | 1.5237 | 1.4541 | -2.2204e-16 | Coal | GW | 1.5237 | 1.5237 | 1.5237 | 0 | -2.2204e-16 | Coal | GW | 1.5237 | 1.5237 | 1.5237 | 2.2204e-16 | 0 | Coal | GW | 1.5237 | 1.5237 | 0.035612 | 2.2204e-16 | 0 | Coal | GW | 1.5237 | 1.5237 | 0 | 2.2204e-16 | 0 | Coal | GW | 1.5237 | 1.5237 | 1.3147 | 1.3147 | 0 | Coal | GW | 1.5237 | 1.5237 | 1.5237 | 1.5237 | 0 | Coal | GW | 1.5237 | 1.5237 | 1.5237 | 2.2204e-16 | 0 | Coal | GW | 1.5237 | 1.5237 | 1.5237 | 1.5237 | 0 | Coal | GW | 1.5237 | 1.5237 | 1.5237 | 0 | 0 | Coal | GW | 1.5237 | 1.5237 | 1.5237 | 1.5237 | 0 | Coal | GW | 1.5237 | 1.5237 | 0 | 2.2204e-16 | 0 | Coal | GW | 1.5237 | 1.5237 | 0 | 2.2204e-16 | 0 | Coal | GW | 1.5237 | 1.5237 | 0 | 2.2204e-16 | 0 | Coal | GW | 1.5237 | 1.5237 | 0 | 2.2204e-16 | 0 | Coal | GW | 1.5237 | 1.5237 | 0 | 2.2204e-16 | 0 | Coal | GW | 1.5237 | 1.5237 | 1.5237 | 1.5237 | 0.12458 | Coal | GW | 1.5237 | 1.5237 | 1.5237 | 1.5237 | 0.69953
Natural Gas | GW | 0.456 | 0.456 | 0.456 | 0.456 | 0.456 | Natural Gas | GW | 0.456 | 0.456 | 0.456 | 0.456 | 0.456 | Natural Gas | GW | 0.456 | 0.456 | 0.456 | 0.456 | 0.456 | Natural Gas | GW | 0.456 | 0.456 | 0.456 | 0.456 | 0.456 | Natural Gas | GW | 0.456 | 0.456 | 0.456 | 0.456 | 0.456 | Natural Gas | GW | 0.456 | 0.456 | 0.456 | 0.456 | 0.456 | Natural Gas | GW | 0.456 | 0.456 | 0.456 | 0.456 | 0 | Natural Gas | GW | 0.456 | 0.456 | 0.456 | 0.456 | 0.456 | Natural Gas | GW | 0.456 | 0.456 | 0.456 | 0.456 | 0.456 | Natural Gas | GW | 0.456 | 0.456 | 0.456 | 0.456 | 0.456 | Natural Gas | GW | 0.456 | 0.456 | 0.456 | 0.456 | 0.456 | Natural Gas | GW | 0.456 | 0.456 | 0.456 | 0.456 | 0.456 | Natural Gas | GW | 0.456 | 0.456 | 0.456 | 0.456 | 0.456 | Natural Gas | GW | 0.456 | 0.456 | 0.456 | 0.456 | 0 | Natural Gas | GW | 0.456 | 0.456 | 0.456 | 0.456 | 0 | Natural Gas | GW | 0.456 | 0.456 | 0.456 | 0.456 | 0 | Natural Gas | GW | 0.456 | 0.456 | 0.456 | 0.456 | 0 | Natural Gas | GW | 0.456 | 0.456 | 0.456 | 0.456 | 0 | Natural Gas | GW | 0.456 | 0.456 | 0.456 | 0.456 | 0 | Natural Gas | GW | 0.456 | 0.456 | 0.456 | 0.456 | 0.456 | Natural Gas | GW | 0.456 | 0.456 | 0.456 | 0.456 | 0.456 | Natural Gas | GW | 0.456 | 0.456 | 0.456 | 0.456 | 0.456 | Natural Gas | GW | 0.456 | 0.456 | 0.456 | 0.456 | 0.456 | Natural Gas | GW | 0.456 | 0.456 | 0.456 | 0.456 | 0.456 | Natural Gas | GW | 0.456 | 0.456 | 0.456 | 0.456 | 0.456 | Natural Gas | GW | 0.456 | 0.456 | 0.456 | 0.456 | 0.456
Natural Gas (CCS) | GW | 0 | 0 | 0 | 0 | 0 | Natural Gas (CCS) | GW | 0 | 0 | 0 | 0 | 0 | Natural Gas (CCS) | GW | 0 | 0 | 0 | 0 | 0 | Natural Gas (CCS) | GW | 0 | 0 | 0 | 0 | 0 | Natural Gas (CCS) | GW | 0 | 0 | 0 | 0 | 0 | Natural Gas (CCS) | GW | 0 | 0 | 0 | 0 | 0 | Natural Gas (CCS) | GW | 0 | 0 | 0 | 0 | 0 | Natural Gas (CCS) | GW | 0 | 0 | 0 | 0 | 0 | Natural Gas (CCS) | GW | 0 | 0 | 0 | 0 | 0 | Natural Gas (CCS) | GW | 0 | 0 | 0 | 0 | 0 | Natural Gas (CCS) | GW | 0 | 0 | 0 | 0 | 0 | Natural Gas (CCS) | GW | 0 | 0 | 0 | 0 | 0 | Natural Gas (CCS) | GW | 0 | 0 | 0 | 0 | 0 | Natural Gas (CCS) | GW | 0 | 0 | 0 | 0 | 0 | Natural Gas (CCS) | GW | 0 | 0 | 0 | 0 | 0 | Natural Gas (CCS) | GW | 0 | 0 | 0 | 0 | 0 | Natural Gas (CCS) | GW | 0 | 0 | 0 | 0 | 0 | Natural Gas (CCS) | GW | 0 | 0 | 0 | 0 | 0 | Natural Gas (CCS) | GW | 0 | 0 | 0 | 0 | 0 | Natural Gas (CCS) | GW | 0 | 0 | 0 | 0 | 0 | Natural Gas (CCS) | GW | 0 | 0 | 0 | 0 | 0 | Natural Gas (CCS) | GW | 0 | 0 | 0 | 0 | 0 | Natural Gas (CCS) | GW | 0 | 0 | 0 | 0 | 0 | Natural Gas (CCS) | GW | 0 | 0 | 0 | 0 | 0 | Natural Gas (CCS) | GW | 0 | 0 | 0 | 0 | 0 | Natural Gas (CCS) | GW | 0 | 0 | 0 | 0 | 0
Nuclear | GW | 0 | 0 | 0 | 0 | 0 | Nuclear | GW | 0 | 0 | 0 | 0 | 0 | Nuclear | GW | 0 | 0 | 0 | 0 | 0 | Nuclear | GW | 0 | 0 | 0 | 0 | 0 | Nuclear | GW | 0 | 0 | 0 | 0 | 0 | Nuclear | GW | 0 | 0 | 0 | 0 | 0 | Nuclear | GW | 0 | 0 | 0 | 0 | 0 | Nuclear | GW | 0 | 0 | 0 | 0 | 0 | Nuclear | GW | 0 | 0 | 0 | 0 | 0 | Nuclear | GW | 0 | 0 | 0 | 0 | 0 | Nuclear | GW | 0 | 0 | 0 | 0 | 0 | Nuclear | GW | 0 | 0 | 0 | 0 | 0 | Nuclear | GW | 0 | 0 | 0 | 0 | 0 | Nuclear | GW | 0 | 0 | 0 | 0 | 0 | Nuclear | GW | 0 | 0 | 0 | 0 | 0 | Nuclear | GW | 0 | 0 | 0 | 0 | 0 | Nuclear | GW | 0 | 0 | 0 | 0 | 0 | Nuclear | GW | 0 | 0 | 0 | 0 | 0 | Nuclear | GW | 0 | 0 | 0 | 0 | 0 | Nuclear | GW | 0 | 0 | 0 | 0 | 0 | Nuclear | GW | 0 | 0 | 0 | 0 | 0 | Nuclear | GW | 0 | 0 | 0 | 0 | 0 | Nuclear | GW | 0 | 0 | 0 | 0 | 0 | Nuclear | GW | 0 | 0 | 0 | 0 | 0 | Nuclear | GW | 0 | 0 | 0 | 0 | 0 | Nuclear | GW | 0 | 0 | 0 | 0 | 0
Nuclear (SMR) | GW | 0 | 0 | 0 | 0 | 0 | Nuclear (SMR) | GW | 0 | 0 | 0 | 0 | 0 | Nuclear (SMR) | GW | 0 | 0 | 0 | 0 | 0 | Nuclear (SMR) | GW | 0 | 0 | 0 | 0 | 0 | Nuclear (SMR) | GW | 0 | 0 | 0 | 0 | 0 | Nuclear (SMR) | GW | 0 | 0 | 0 | 0 | 0 | Nuclear (SMR) | GW | 0 | 0 | 0 | 0 | 0 | Nuclear (SMR) | GW | 0 | 0 | 0 | 0 | 0 | Nuclear (SMR) | GW | 0 | 0 | 0 | 0 | 0 | Nuclear (SMR) | GW | 0 | 0 | 0 | 0 | 0 | Nuclear (SMR) | GW | 0 | 0 | 0 | 0 | 0 | Nuclear (SMR) | GW | 0 | 0 | 0 | 0 | 0 | Nuclear (SMR) | GW | 0 | 0 | 0 | 0 | 0 | Nuclear (SMR) | GW | 0 | 0 | 0 | 0 | 0 | Nuclear (SMR) | GW | 0 | 0 | 0 | 0 | 0 | Nuclear (SMR) | GW | 0 | 0 | 0 | 0 | 0 | Nuclear (SMR) | GW | 0 | 0 | 0 | 0 | 0 | Nuclear (SMR) | GW | 0 | 0 | 0 | 0 | 0 | Nuclear (SMR) | GW | 0 | 0 | 0 | 0 | 0 | Nuclear (SMR) | GW | 0 | 0 | 0 | 0 | 0 | Nuclear (SMR) | GW | 0 | 0 | 0 | 0 | 0 | Nuclear (SMR) | GW | 0 | 0 | 0 | 0 | 0 | Nuclear (SMR) | GW | 0 | 0 | 0 | 0 | 0 | Nuclear (SMR) | GW | 0 | 0 | 0 | 0 | 0 | Nuclear (SMR) | GW | 0 | 0 | 0 | 0 | 0 | Nuclear (SMR) | GW | 0 | 0 | 0 | 0 | 0
Geothermal | GW | 0 | 0 | 0 | 0 | 0 | Geothermal | GW | 0 | 0 | 0 | 0 | 0 | Geothermal | GW | 0 | 0 | 0.0587 | 0.0587 | 0.0587 | Geothermal | GW | 0 | 0 | 0.0587 | 0.0587 | 0.0587 | Geothermal | GW | 0 | 0 | 0.0587 | 0.0587 | 0.0587 | Geothermal | GW | 0 | 0 | 0.0587 | 0.0587 | 0.0587 | Geothermal | GW | 0 | 0 | 0.0587 | 0.0587 | 0.0587 | Geothermal | GW | 0 | 0 | 0 | 0 | 0 | Geothermal | GW | 0 | 0 | 0.0587 | 0.0587 | 0.0587 | Geothermal | GW | 0 | 0 | 0.0587 | 0.0587 | 0.0587 | Geothermal | GW | 0 | 0 | 0.0587 | 0.0587 | 0.0587 | Geothermal | GW | 0 | 0 | 0.0587 | 0.0587 | 0.0587 | Geothermal | GW | 0 | 0 | 0.0587 | 0.0587 | 0.0587 | Geothermal | GW | 0 | 0 | 0.0587 | 0.0587 | 0.0587 | Geothermal | GW | 0 | 0 | 0.0587 | 0.0587 | 0.0587 | Geothermal | GW | 0 | 0 | 0.0587 | 0.0587 | 0.0587 | Geothermal | GW | 0 | 0 | 0.0587 | 0.0587 | 0.0587 | Geothermal | GW | 0 | 0 | 0.0587 | 0.0587 | 0.0587 | Geothermal | GW | 0 | 0 | 0.0587 | 0.0587 | 0.0587 | Geothermal | GW | 0 | 0 | 0.0587 | 0.0587 | 0.0587 | Geothermal | GW | 0 | 0 | 0.0587 | 0.0587 | 0.0587 | Geothermal | GW | 0 | 0 | 0.0587 | 0.0587 | 0.0587 | Geothermal | GW | 0 | 0 | 0.0587 | 0.0587 | 0.0587 | Geothermal | GW | 0 | 0 | 0.0587 | 0.0587 | 0.0587 | Geothermal | GW | 0 | 0 | 0.0587 | 0.0587 | 0.0587 | Geothermal | GW | 0 | 0 | 0.0587 | 0.0587 | 0.0587
Geothermal (Enhanced) | GW | 0 | 0 | 0 | 0 | 0 | Geothermal (Enhanced) | GW | 0 | 0 | 0 | 0 | 0 | Geothermal (Enhanced) | GW | 0 | 0 | 0 | 0 | 0 | Geothermal (Enhanced) | GW | 0 | 0 | 0 | 0 | 0 | Geothermal (Enhanced) | GW | 0 | 0 | 0 | 0 | 0 | Geothermal (Enhanced) | GW | 0 | 0 | 0 | 0 | 0 | Geothermal (Enhanced) | GW | 0 | 0 | 0 | 0 | 0 | Geothermal (Enhanced) | GW | 0 | 0 | 0 | 0 | 0 | Geothermal (Enhanced) | GW | 0 | 0 | 0 | 0 | 0 | Geothermal (Enhanced) | GW | 0 | 0 | 0 | 0 | 0 | Geothermal (Enhanced) | GW | 0 | 0 | 0 | 0 | 0 | Geothermal (Enhanced) | GW | 0 | 0 | 0 | 0 | 0 | Geothermal (Enhanced) | GW | 0 | 0 | 0 | 0 | 0 | Geothermal (Enhanced) | GW | 0 | 0 | 0 | 0 | 0 | Geothermal (Enhanced) | GW | 0 | 0 | 0 | 0 | 0 | Geothermal (Enhanced) | GW | 0 | 0 | 0 | 0 | 0 | Geothermal (Enhanced) | GW | 0 | 0 | 0 | 0 | 0 | Geothermal (Enhanced) | GW | 0 | 0 | 0 | 0 | 0 | Geothermal (Enhanced) | GW | 0 | 0 | 0 | 0 | 0 | Geothermal (Enhanced) | GW | 0 | 0 | 0 | 0 | 0 | Geothermal (Enhanced) | GW | 0 | 0 | 0 | 0 | 0 | Geothermal (Enhanced) | GW | 0 | 0 | 0 | 0 | 0 | Geothermal (Enhanced) | GW | 0 | 0 | 0 | 0 | 0 | Geothermal (Enhanced) | GW | 0 | 0 | 0 | 0 | 0 | Geothermal (Enhanced) | GW | 0 | 0 | 0 | 0 | 0 | Geothermal (Enhanced) | GW | 0 | 0 | 0 | 0 | 0
Biomass | GW | 0 | 0 | 0 | 0 | 0 | Biomass | GW | 0 | 0 | 0 | 0 | 0 | Biomass | GW | 0 | 0 | 0 | 0 | 0 | Biomass | GW | 0 | 0 | 0 | 0 | 0 | Biomass | GW | 0 | 0 | 0 | 0 | 0 | Biomass | GW | 0 | 0 | 0 | 0 | 0 | Biomass | GW | 0 | 0 | 0 | 0 | 0 | Biomass | GW | 0 | 0 | 0 | 0 | 0 | Biomass | GW | 0 | 0 | 0 | 0 | 0 | Biomass | GW | 0 | 0 | 0 | 0 | 0 | Biomass | GW | 0 | 0 | 0 | 0 | 0 | Biomass | GW | 0 | 0 | 0 | 0 | 0 | Biomass | GW | 0 | 0 | 0 | 0 | 0 | Biomass | GW | 0 | 0 | 0 | 0 | 0 | Biomass | GW | 0 | 0 | 0 | 0 | 0 | Biomass | GW | 0 | 0 | 0 | 0 | 0 | Biomass | GW | 0 | 0 | 0 | 0 | 0 | Biomass | GW | 0 | 0 | 0 | 0 | 0 | Biomass | GW | 0 | 0 | 0 | 0 | 0 | Biomass | GW | 0 | 0 | 0 | 0 | 0 | Biomass | GW | 0 | 0 | 0 | 0 | 0 | Biomass | GW | 0 | 0 | 0 | 0 | 0 | Biomass | GW | 0 | 0 | 0 | 0 | 0 | Biomass | GW | 0 | 0 | 0 | 0 | 0 | Biomass | GW | 0 | 0 | 0 | 0 | 0 | Biomass | GW | 0 | 0 | 0 | 0 | 0
Clean Firm | GW | 0 | 0 | 0 | 0 | 0 | Clean Firm | GW | 0 | 0 | 0 | 0 | 0 | Clean Firm | GW | 0 | 0 | 0 | 0 | 0 | Clean Firm | GW | 0 | 0 | 0 | 0 | 0 | Clean Firm | GW | 0 | 0 | 0 | 0 | 0 | Clean Firm | GW | 0 | 0 | 0 | 0 | 0 | Clean Firm | GW | 0 | 0 | 0 | 0 | 0 | Clean Firm | GW | 0 | 0 | 0 | 0 | 0 | Clean Firm | GW | 0 | 0 | 0 | 0 | 0 | Clean Firm | GW | 0 | 0 | 0 | 0 | 0 | Clean Firm | GW | 0 | 0 | 0 | 0 | 0 | Clean Firm | GW | 0 | 0 | 0 | 0 | 0 | Clean Firm | GW | 0 | 0 | 0 | 0 | 0 | Clean Firm | GW | 0 | 0 | 0 | 0 | 0 | Clean Firm | GW | 0 | 0 | 0 | 0 | 0 | Clean Firm | GW | 0 | 0 | 0 | 0 | 0 | Clean Firm | GW | 0 | 0 | 0 | 0 | 0 | Clean Firm | GW | 0 | 0 | 0 | 0 | 0 | Clean Firm | GW | 0 | 0 | 0 | 0 | 0 | Clean Firm | GW | 0 | 0 | 0 | 0 | 0 | Clean Firm | GW | 0 | 0 | 0 | 0 | 0 | Clean Firm | GW | 0 | 0 | 0 | 0 | 0 | Clean Firm | GW | 0 | 0 | 0 | 0 | 0 | Clean Firm | GW | 0 | 0 | 0 | 0 | 0 | Clean Firm | GW | 0 | 0 | 0 | 0 | 0 | Clean Firm | GW | 0 | 0 | 0 | 0 | 0
Hydro | GW | 0.62527 | 0.69963 | 0.69963 | 0.69963 | 0.69963 | Hydro | GW | 0.62527 | 0.69963 | 0.69963 | 0.69963 | 0.69963 | Hydro | GW | 0.62527 | 0.69963 | 0.69963 | 0.69963 | 0.69963 | Hydro | GW | 0.62527 | 0.69963 | 0.69963 | 0.69963 | 0.69963 | Hydro | GW | 0.62527 | 0.69963 | 0.69963 | 0.69963 | 0.69963 | Hydro | GW | 0.62527 | 0.69963 | 0.69963 | 0.69963 | 0.69963 | Hydro | GW | 0.62527 | 0.69963 | 0.69963 | 0.69963 | 0.69963 | Hydro | GW | 0.62527 | 0.69963 | 0.69963 | 0.69963 | 0.69963 | Hydro | GW | 0.62527 | 0.69963 | 0.69963 | 0.69963 | 0.69963 | Hydro | GW | 0.62527 | 0.69963 | 0.69963 | 0.69963 | 0.69963 | Hydro | GW | 0.62527 | 0.69963 | 0.69963 | 0.69963 | 0.69963 | Hydro | GW | 0.62527 | 0.69963 | 0.69963 | 0.69963 | 0.69963 | Hydro | GW | 0.62527 | 0.69963 | 0.69963 | 0.69963 | 0.69963 | Hydro | GW | 0.62527 | 0.69963 | 0.69963 | 0.69963 | 0.69963 | Hydro | GW | 0.62527 | 0.69963 | 0.69963 | 0.69963 | 0.69963 | Hydro | GW | 0.62527 | 0.69963 | 0.69963 | 0.69963 | 0.69963 | Hydro | GW | 0.62527 | 0.69963 | 0.69963 | 0.69963 | 0.69963 | Hydro | GW | 0.62527 | 0.69963 | 0.69963 | 0.69963 | 0.69963 | Hydro | GW | 0.62527 | 0.69963 | 0.69963 | 0.69963 | 0.69963 | Hydro | GW | 0.62527 | 0.69963 | 0.69963 | 0.69963 | 0.69963 | Hydro | GW | 0.62527 | 0.69963 | 0.69963 | 0.69963 | 0.69963 | Hydro | GW | 0.62527 | 0.69963 | 0.69963 | 0.69963 | 0.69963 | Hydro | GW | 0.62527 | 0.69963 | 0.69963 | 0.69963 | 0.69963 | Hydro | GW | 0.62527 | 0.69963 | 0.69963 | 0.69963 | 0.69963 | Hydro | GW | 0.62527 | 0.69963 | 0.69963 | 0.69963 | 0.69963 | Hydro | GW | 0.62527 | 0.69963 | 0.69963 | 0.69963 | 0.69963
Wind | GW | 1.5287 | 1.7767 | 1.7767 | 3.3935 | 4.6147 | Wind | GW | 1.5287 | 3.3935 | 4.713 | 5.6668 | 5.7787 | Wind | GW | 1.5287 | 3.3935 | 4.7469 | 5.8187 | 5.7787 | Wind | GW | 1.5287 | 3.3935 | 5.0543 | 5.8187 | 6.4588 | Wind | GW | 1.5287 | 3.3935 | 5.3858 | 5.8187 | 7.7725 | Wind | GW | 1.5287 | 3.3935 | 5.6719 | 5.8187 | 9.8207 | Wind | GW | 1.5287 | 3.3935 | 5.2582 | 5.8187 | 25.7667 | Wind | GW | 1.5287 | 1.7767 | 1.7767 | 3.3935 | 5.4551 | Wind | GW | 1.5287 | 3.0709 | 4.8589 | 5.8187 | 5.8875 | Wind | GW | 1.5287 | 3.3935 | 5.0952 | 5.8187 | 7.5757 | Wind | GW | 1.5287 | 3.3935 | 5.2663 | 5.9214 | 8.6945 | Wind | GW | 1.5287 | 3.3935 | 5.7947 | 6.2578 | 9.8207 | Wind | GW | 1.5287 | 3.3935 | 5.8187 | 6.7214 | 14.1314 | Wind | GW | 1.5287 | 3.3935 | 5.8068 | 6.751 | 34.0727 | Wind | GW | 1.5287 | 3.3935 | 5.7301 | 6.546 | 34.0727 | Wind | GW | 1.5287 | 3.3935 | 5.7625 | 7.4092 | 9.8207 | Wind | GW | 1.5287 | 3.3935 | 5.6449 | 5.8623 | 5.8223 | Wind | GW | 1.5287 | 3.3935 | 5.7625 | 7.1531 | 7.8788 | Wind | GW | 1.5287 | 5.5967 | 5.5967 | 6.3598 | 6.3198 | Wind | GW | 1.5287 | 3.3935 | 5.8187 | 6.7214 | 14.1189 | Wind | GW | 1.5287 | 3.3935 | 5.8187 | 6.6052 | 10.6535 | Wind | GW | 1.5287 | 3.3935 | 5.8187 | 7.307 | 8.5071 | Wind | GW | 1.5287 | 3.3935 | 5.8187 | 7.307 | 8.5071 | Wind | GW | 1.5287 | 3.3935 | 5.8187 | 6.7439 | 6.7039 | Wind | GW | 1.5287 | 5.5967 | 5.5967 | 5.8187 | 9.4122 | Wind | GW | 1.5287 | 5.5967 | 5.5967 | 9.8607 | 30.0174
Solar | GW | 0.177 | 0.177 | 0.177 | 0.177 | 0.177 | Solar | GW | 0.177 | 0.177 | 0.177 | 0.177 | 0.40437 | Solar | GW | 0.177 | 0.177 | 0.177 | 0.177 | 1.4876 | Solar | GW | 0.177 | 0.177 | 0.177 | 0.43035 | 1.4876 | Solar | GW | 0.177 | 0.177 | 0.177 | 0.35734 | 1.4876 | Solar | GW | 0.177 | 0.177 | 0.177 | 0.66394 | 1.4876 | Solar | GW | 0.177 | 0.177 | 0.177 | 0.177 | 6.7301 | Solar | GW | 0.177 | 0.177 | 0.177 | 0.177 | 0.177 | Solar | GW | 0.177 | 0.177 | 0.177 | 0.177 | 1.4876 | Solar | GW | 0.177 | 0.177 | 0.177 | 0.9768 | 1.4876 | Solar | GW | 0.177 | 0.177 | 0.177 | 0.91931 | 1.4876 | Solar | GW | 0.177 | 0.177 | 0.177 | 0.76116 | 1.4876 | Solar | GW | 0.177 | 0.177 | 0.177 | 1.1007 | 3.4536 | Solar | GW | 0.177 | 0.177 | 0.177 | 0.177 | 49.3253 | Solar | GW | 0.177 | 0.177 | 0.177 | 0.177 | 49.3253 | Solar | GW | 0.177 | 0.177 | 0.177 | 1.2056 | 1.4876 | Solar | GW | 0.177 | 0.177 | 0.177 | 0.177 | 0.177 | Solar | GW | 0.177 | 0.177 | 0.177 | 0.38085 | 0.38085 | Solar | GW | 0.177 | 0.177 | 0.177 | 0.177 | 1.4876 | Solar | GW | 0.177 | 0.177 | 0.177 | 1.1007 | 3.4536 | Solar | GW | 0.177 | 0.177 | 0.177 | 0.91225 | 2.2158 | Solar | GW | 0.177 | 0.177 | 0.177 | 1.0524 | 1.0524 | Solar | GW | 0.177 | 0.177 | 0.177 | 1.0524 | 1.0524 | Solar | GW | 0.177 | 0.177 | 0.177 | 0.44963 | 0.44963 | Solar | GW | 0.177 | 0.177 | 0.177 | 0.177 | 1.4876 | Solar | GW | 0.177 | 0.177 | 0.177 | 0.177 | 1.4876
Customer Solar | GW | 0.07 | 0.11 | 0.151 | 0.191 | 0.231 | Customer Solar | GW | 0.07 | 0.11 | 0.151 | 0.191 | 0.231 | Customer Solar | GW | 0.07 | 0.11 | 0.151 | 0.191 | 0.231 | Customer Solar | GW | 0.07 | 0.11 | 0.151 | 0.191 | 0.231 | Customer Solar | GW | 0.07 | 0.11 | 0.151 | 0.191 | 0.231 | Customer Solar | GW | 0.07 | 0.11 | 0.151 | 0.191 | 0.231 | Customer Solar | GW | 0.07 | 0.11 | 0.151 | 0.191 | 0.231 | Customer Solar | GW | 0.07 | 0.11 | 0.151 | 0.191 | 0.231 | Customer Solar | GW | 0.07 | 0.11 | 0.151 | 0.191 | 0.231 | Customer Solar | GW | 0.07 | 0.11 | 0.151 | 0.191 | 0.231 | Customer Solar | GW | 0.07 | 0.11 | 0.151 | 0.191 | 0.231 | Customer Solar | GW | 0.07 | 0.11 | 0.151 | 0.191 | 0.231 | Customer Solar | GW | 0.07 | 0.11 | 0.151 | 0.191 | 0.231 | Customer Solar | GW | 0.07 | 0.11 | 0.151 | 0.191 | 0.231 | Customer Solar | GW | 0.07 | 0.11 | 0.151 | 0.191 | 0.231 | Customer Solar | GW | 0.07 | 0.11 | 0.151 | 0.191 | 0.231 | Customer Solar | GW | 0.07 | 0.11 | 0.151 | 0.191 | 0.231 | Customer Solar | GW | 0.07 | 0.11 | 0.151 | 0.191 | 0.231 | Customer Solar | GW | 0.07 | 0.11 | 0.151 | 0.191 | 0.231 | Customer Solar | GW | 0.07 | 0.11 | 0.151 | 0.191 | 0.231 | Customer Solar | GW | 0.07 | 0.11 | 0.151 | 0.191 | 0.231 | Customer Solar | GW | 0.07 | 0.11 | 0.151 | 0.191 | 0.231 | Customer Solar | GW | 0.07 | 0.11 | 0.151 | 0.191 | 0.231 | Customer Solar | GW | 0.07 | 0.11 | 0.151 | 0.191 | 0.231 | Customer Solar | GW | 0.07 | 0.11 | 0.151 | 0.191 | 0.231 | Customer Solar | GW | 0.07 | 0.11 | 0.151 | 0.191 | 0.231
Li-ion Battery | GW | 0 | 0 | 0 | 0 | 0 | Li-ion Battery | GW | 0 | 0 | 0 | 0 | 0 | Li-ion Battery | GW | 0 | 0 | 0 | 0 | 0 | Li-ion Battery | GW | 0 | 0 | 0 | 0 | 0 | Li-ion Battery | GW | 0 | 0 | 0 | 0 | 0 | Li-ion Battery | GW | 0 | 0 | 0 | 0 | 0 | Li-ion Battery | GW | 0 | 0 | 0 | 0 | 0 | Li-ion Battery | GW | 0 | 0 | 0 | 0 | 0 | Li-ion Battery | GW | 0 | 0 | 0 | 0 | 0 | Li-ion Battery | GW | 0 | 0 | 0 | 0 | 0 | Li-ion Battery | GW | 0 | 0 | 0 | 0 | 0 | Li-ion Battery | GW | 0 | 0 | 0 | 0 | 0 | Li-ion Battery | GW | 0 | 0 | 0 | 0 | 0 | Li-ion Battery | GW | 0 | 0 | 0 | 0 | 0 | Li-ion Battery | GW | 0 | 0 | 0 | 0 | 0 | Li-ion Battery | GW | 0 | 0 | 0 | 0 | 0 | Li-ion Battery | GW | 0 | 0 | 0 | 0 | 0 | Li-ion Battery | GW | 0 | 0 | 0 | 0 | 0 | Li-ion Battery | GW | 0 | 0 | 0 | 0 | 0 | Li-ion Battery | GW | 0 | 0 | 0 | 0 | 0 | Li-ion Battery | GW | 0 | 0 | 0 | 0 | 0 | Li-ion Battery | GW | 0 | 0 | 0 | 0 | 0 | Li-ion Battery | GW | 0 | 0 | 0 | 0 | 0 | Li-ion Battery | GW | 0 | 0 | 0 | 0 | 0 | Li-ion Battery | GW | 0 | 0 | 0 | 0 | 0 | Li-ion Battery | GW | 0 | 0 | 0 | 0 | 0
Li-ion Battery (4-hr) | GW | 0 | 0 | 0 | 0 | 0 | Li-ion Battery (4-hr) | GW | 0 | 0 | 0 | 0 | 0 | Li-ion Battery (4-hr) | GW | 0 | 0 | 0 | 0 | 0 | Li-ion Battery (4-hr) | GW | 0 | 0 | 0 | 0 | 0 | Li-ion Battery (4-hr) | GW | 0 | 0 | 0 | 0 | 0.5217 | Li-ion Battery (4-hr) | GW | 0 | 0 | 0 | 0 | 1.4914 | Li-ion Battery (4-hr) | GW | 0 | 0 | 0 | 0.095989 | 6.8783 | Li-ion Battery (4-hr) | GW | 0 | 0 | 0 | 0 | 0 | Li-ion Battery (4-hr) | GW | 0 | 0 | 0 | 0 | 0 | Li-ion Battery (4-hr) | GW | 0 | 0 | 0 | 0 | 0 | Li-ion Battery (4-hr) | GW | 0 | 0 | 0 | 0 | 0.54754 | Li-ion Battery (4-hr) | GW | 0 | 0 | 0 | 0 | 1.7475 | Li-ion Battery (4-hr) | GW | 0 | 0 | 0 | 0 | 4.2292 | Li-ion Battery (4-hr) | GW | 0 | 0 | 0 | 0.45283 | 7.8576 | Li-ion Battery (4-hr) | GW | 0 | 0 | 0 | 0.079547 | 0.079547 | Li-ion Battery (4-hr) | GW | 0 | 0 | 0 | 0 | 2.1012 | Li-ion Battery (4-hr) | GW | 0 | 0 | 0 | 0 | 0.19051 | Li-ion Battery (4-hr) | GW | 0 | 0 | 0 | 0 | 1.1295 | Li-ion Battery (4-hr) | GW | 0 | 0 | 0.16242 | 0.16242 | 0.16242 | Li-ion Battery (4-hr) | GW | 0 | 0 | 0 | 0 | 4.2433 | Li-ion Battery (4-hr) | GW | 0 | 0 | 0 | 0 | 2.6608 | Li-ion Battery (4-hr) | GW | 0 | 0 | 0 | 0 | 1.575 | Li-ion Battery (4-hr) | GW | 0 | 0 | 0 | 0 | 1.575 | Li-ion Battery (4-hr) | GW | 0 | 0 | 0 | 0 | 0.0065949 | Li-ion Battery (4-hr) | GW | 0 | 0 | 0.64345 | 0.64345 | 3.7763 | Li-ion Battery (4-hr) | GW | 0 | 0 | 0.81162 | 1.9523 | 14.4022
Li-ion Battery (8-hr) | GW | 0 | 0 | 0 | 0 | 0 | Li-ion Battery (8-hr) | GW | 0 | 0 | 0 | 0 | 0 | Li-ion Battery (8-hr) | GW | 0 | 0 | 0 | 0 | 0 | Li-ion Battery (8-hr) | GW | 0 | 0 | 0 | 0 | 0 | Li-ion Battery (8-hr) | GW | 0 | 0 | 0 | 0 | 0 | Li-ion Battery (8-hr) | GW | 0 | 0 | 0 | 0 | 0.24891 | Li-ion Battery (8-hr) | GW | 0 | 0 | 0 | 0 | 0 | Li-ion Battery (8-hr) | GW | 0 | 0 | 0 | 0 | 0 | Li-ion Battery (8-hr) | GW | 0 | 0 | 0 | 0 | 0 | Li-ion Battery (8-hr) | GW | 0 | 0 | 0 | 0 | 0 | Li-ion Battery (8-hr) | GW | 0 | 0 | 0 | 0 | 0 | Li-ion Battery (8-hr) | GW | 0 | 0 | 0 | 0 | 0.20636 | Li-ion Battery (8-hr) | GW | 0 | 0 | 0 | 0 | 0 | Li-ion Battery (8-hr) | GW | 0 | 0 | 0 | 0 | 0 | Li-ion Battery (8-hr) | GW | 0 | 0 | 0 | 0 | 0 | Li-ion Battery (8-hr) | GW | 0 | 0 | 0 | 0 | 0 | Li-ion Battery (8-hr) | GW | 0 | 0 | 0 | 0 | 0 | Li-ion Battery (8-hr) | GW | 0 | 0 | 0 | 0 | 0 | Li-ion Battery (8-hr) | GW | 0 | 0 | 0 | 0 | 0 | Li-ion Battery (8-hr) | GW | 0 | 0 | 0 | 0 | 0 | Li-ion Battery (8-hr) | GW | 0 | 0 | 0 | 0 | 0 | Li-ion Battery (8-hr) | GW | 0 | 0 | 0 | 0 | 0 | Li-ion Battery (8-hr) | GW | 0 | 0 | 0 | 0 | 0 | Li-ion Battery (8-hr) | GW | 0 | 0 | 0 | 0 | 0 | Li-ion Battery (8-hr) | GW | 0 | 0 | 0 | 0 | 0 | Li-ion Battery (8-hr) | GW | 0 | 0 | 0 | 0 | 0
Location Constrained Storage (12-hr) | GW | 0.25166 | 0.28158 | 0.28158 | 0.28158 | 0.28158 | Location Constrained Storage (12-hr) | GW | 0.25166 | 0.28158 | 0.28158 | 0.28158 | 0.28158 | Location Constrained Storage (12-hr) | GW | 0.25166 | 0.28158 | 0.28158 | 0.28158 | 0.28158 | Location Constrained Storage (12-hr) | GW | 0.25166 | 0.28158 | 0.28158 | 0.28158 | 0.28158 | Location Constrained Storage (12-hr) | GW | 0.25166 | 0.28158 | 0.28158 | 0.28158 | 0.28158 | Location Constrained Storage (12-hr) | GW | 0.25166 | 0.28158 | 0.28158 | 0.28158 | 0.28158 | Location Constrained Storage (12-hr) | GW | 0.25166 | 0.28158 | 0.28158 | 0.28158 | 0.28158 | Location Constrained Storage (12-hr) | GW | 0.25166 | 0.28158 | 0.28158 | 0.28158 | 0.28158 | Location Constrained Storage (12-hr) | GW | 0.25166 | 0.28158 | 0.28158 | 0.28158 | 0.28158 | Location Constrained Storage (12-hr) | GW | 0.25166 | 0.28158 | 0.28158 | 0.28158 | 0.28158 | Location Constrained Storage (12-hr) | GW | 0.25166 | 0.28158 | 0.28158 | 0.28158 | 0.28158 | Location Constrained Storage (12-hr) | GW | 0.25166 | 0.28158 | 0.28158 | 0.28158 | 0.28158 | Location Constrained Storage (12-hr) | GW | 0.25166 | 0.28158 | 0.28158 | 0.28158 | 0.28158 | Location Constrained Storage (12-hr) | GW | 0.25166 | 0.28158 | 0.28158 | 0.28158 | 0.28158 | Location Constrained Storage (12-hr) | GW | 0.25166 | 0.28158 | 0.28158 | 0.28158 | 0.28158 | Location Constrained Storage (12-hr) | GW | 0.25166 | 0.28158 | 0.28158 | 0.28158 | 0.28158 | Location Constrained Storage (12-hr) | GW | 0.25166 | 0.28158 | 0.28158 | 0.28158 | 0.28158 | Location Constrained Storage (12-hr) | GW | 0.25166 | 0.28158 | 0.28158 | 0.28158 | 0.28158 | Location Constrained Storage (12-hr) | GW | 0.25166 | 0.28158 | 0.28158 | 0.28158 | 0.28158 | Location Constrained Storage (12-hr) | GW | 0.25166 | 0.28158 | 0.28158 | 0.28158 | 0.28158 | Location Constrained Storage (12-hr) | GW | 0.25166 | 0.28158 | 0.28158 | 0.28158 | 0.28158 | Location Constrained Storage (12-hr) | GW | 0.25166 | 0.28158 | 0.28158 | 0.28158 | 0.28158 | Location Constrained Storage (12-hr) | GW | 0.25166 | 0.28158 | 0.28158 | 0.28158 | 0.28158 | Location Constrained Storage (12-hr) | GW | 0.25166 | 0.28158 | 0.28158 | 0.28158 | 0.28158 | Location Constrained Storage (12-hr) | GW | 0.25166 | 0.28158 | 0.28158 | 0.28158 | 0.28158 | Location Constrained Storage (12-hr) | GW | 0.25166 | 0.28158 | 0.28158 | 0.28158 | 0.28158
Storage (12-hr) | GW | 0 | 0 | 0 | 0 | 0 | Storage (12-hr) | GW | 0 | 0 | 0 | 0 | 0 | Storage (12-hr) | GW | 0 | 0 | 0 | 0 | 0 | Storage (12-hr) | GW | 0 | 0 | 0 | 0 | 0 | Storage (12-hr) | GW | 0 | 0 | 0 | 0 | 0 | Storage (12-hr) | GW | 0 | 0 | 0 | 0 | 0 | Storage (12-hr) | GW | 0 | 0 | 0 | 0 | 0 | Storage (12-hr) | GW | 0 | 0 | 0 | 0 | 0 | Storage (12-hr) | GW | 0 | 0 | 0 | 0 | 0 | Storage (12-hr) | GW | 0 | 0 | 0 | 0 | 0 | Storage (12-hr) | GW | 0 | 0 | 0 | 0 | 0 | Storage (12-hr) | GW | 0 | 0 | 0 | 0 | 0 | Storage (12-hr) | GW | 0 | 0 | 0 | 0 | 0 | Storage (12-hr) | GW | 0 | 0 | 0 | 0 | 0 | Storage (12-hr) | GW | 0 | 0 | 0 | 0 | 0 | Storage (12-hr) | GW | 0 | 0 | 0 | 0 | 0 | Storage (12-hr) | GW | 0 | 0 | 0 | 0 | 0 | Storage (12-hr) | GW | 0 | 0 | 0 | 0 | 0 | Storage (12-hr) | GW | 0 | 0 | 0 | 0 | 0 | Storage (12-hr) | GW | 0 | 0 | 0 | 0 | 0 | Storage (12-hr) | GW | 0 | 0 | 0 | 0 | 0 | Storage (12-hr) | GW | 0 | 0 | 0 | 0 | 0 | Storage (12-hr) | GW | 0 | 0 | 0 | 0 | 0 | Storage (12-hr) | GW | 0 | 0 | 0 | 0 | 0 | Storage (12-hr) | GW | 0 | 0 | 0 | 0 | 0 | Storage (12-hr) | GW | 0 | 0 | 0 | 0 | 0
Storage (100-hr) | GW | 0 | 0 | 0 | 0 | 0 | Storage (100-hr) | GW | 0 | 0 | 0 | 0 | 0 | Storage (100-hr) | GW | 0 | 0 | 0 | 0 | 0 | Storage (100-hr) | GW | 0 | 0 | 0 | 0 | 0 | Storage (100-hr) | GW | 0 | 0 | 0 | 0 | 0 | Storage (100-hr) | GW | 0 | 0 | 0 | 0 | 0 | Storage (100-hr) | GW | 0 | 0 | 0 | 0 | 0 | Storage (100-hr) | GW | 0 | 0 | 0 | 0 | 0 | Storage (100-hr) | GW | 0 | 0 | 0 | 0 | 0 | Storage (100-hr) | GW | 0 | 0 | 0 | 0 | 0 | Storage (100-hr) | GW | 0 | 0 | 0 | 0 | 0 | Storage (100-hr) | GW | 0 | 0 | 0 | 0 | 0 | Storage (100-hr) | GW | 0 | 0 | 0 | 0 | 0 | Storage (100-hr) | GW | 0 | 0 | 0 | 0 | 0 | Storage (100-hr) | GW | 0 | 0 | 0 | 0 | 0 | Storage (100-hr) | GW | 0 | 0 | 0 | 0 | 0 | Storage (100-hr) | GW | 0 | 0 | 0 | 0 | 0 | Storage (100-hr) | GW | 0 | 0 | 0 | 0 | 0 | Storage (100-hr) | GW | 0 | 0 | 0 | 0 | 0 | Storage (100-hr) | GW | 0 | 0 | 0 | 0 | 0 | Storage (100-hr) | GW | 0 | 0 | 0 | 0 | 0 | Storage (100-hr) | GW | 0 | 0 | 0 | 0 | 0 | Storage (100-hr) | GW | 0 | 0 | 0 | 0 | 0 | Storage (100-hr) | GW | 0 | 0 | 0 | 0 | 0 | Storage (100-hr) | GW | 0 | 0 | 0 | 0 | 0 | Storage (100-hr) | GW | 0 | 0 | 0 | 0 | 0
Shed DR | GW | 0 | 0 | 0 | 0 | 0 | Shed DR | GW | 0 | 0 | 0 | 0 | 0 | Shed DR | GW | 0 | 0 | 0 | 0 | 0 | Shed DR | GW | 0 | 0 | 0 | 0 | 0 | Shed DR | GW | 0 | 0 | 0 | 0 | 0 | Shed DR | GW | 0 | 0 | 0 | 0 | 0 | Shed DR | GW | 0 | 0 | 0 | 0.137 | 0.153 | Shed DR | GW | 0 | 0 | 0 | 0 | 0 | Shed DR | GW | 0 | 0 | 0 | 0 | 0 | Shed DR | GW | 0 | 0 | 0 | 0 | 0 | Shed DR | GW | 0 | 0 | 0 | 0 | 0 | Shed DR | GW | 0 | 0 | 0 | 0 | 0 | Shed DR | GW | 0 | 0 | 0 | 0 | 0 | Shed DR | GW | 0 | 0 | 0 | 0.161 | 0.196 | Shed DR | GW | 0 | 0 | 0 | 0.161 | 0.196 | Shed DR | GW | 0 | 0 | 0 | 0 | 0 | Shed DR | GW | 0 | 0 | 0 | 0.161 | 0.196 | Shed DR | GW | 0 | 0 | 0 | 0 | 0 | Shed DR | GW | 0 | 0 | 0.127 | 0.161 | 0.196 | Shed DR | GW | 0 | 0 | 0 | 0 | 0 | Shed DR | GW | 0 | 0 | 0 | 0 | 0 | Shed DR | GW | 0 | 0 | 0 | 0 | 0 | Shed DR | GW | 0 | 0 | 0 | 0 | 0 | Shed DR | GW | 0 | 0 | 0 | 0 | 0 | Shed DR | GW | 0 | 0 | 0.12 | 0.137 | 0.153 | Shed DR | GW | 0 | 0 | 0.127 | 0.161 | 0.196
Installed Capacity, Central_West | Unit | 2025-01-01 | 2030-01-01 | 2035-01-01 | 2040-01-01 | 2045-01-01 | Installed Capacity, Central_West | Unit | 2025-01-01 | 2030-01-01 | 2035-01-01 | 2040-01-01 | 2045-01-01 | Installed Capacity, Central_West | Unit | 2025-01-01 | 2030-01-01 | 2035-01-01 | 2040-01-01 | 2045-01-01 | Installed Capacity, Central_West | Unit | 2025-01-01 | 2030-01-01 | 2035-01-01 | 2040-01-01 | 2045-01-01 | Installed Capacity, Central_West | Unit | 2025-01-01 | 2030-01-01 | 2035-01-01 | 2040-01-01 | 2045-01-01 | Installed Capacity, Central_West | Unit | 2025-01-01 | 2030-01-01 | 2035-01-01 | 2040-01-01 | 2045-01-01 | Installed Capacity, Central_West | Unit | 2025-01-01 | 2030-01-01 | 2035-01-01 | 2040-01-01 | 2045-01-01 | Installed Capacity, Central_West | Unit | 2025-01-01 | 2030-01-01 | 2035-01-01 | 2040-01-01 | 2045-01-01 | Installed Capacity, Central_West | Unit | 2025-01-01 | 2030-01-01 | 2035-01-01 | 2040-01-01 | 2045-01-01 | Installed Capacity, Central_West | Unit | 2025-01-01 | 2030-01-01 | 2035-01-01 | 2040-01-01 | 2045-01-01 | Installed Capacity, Central_West | Unit | 2025-01-01 | 2030-01-01 | 2035-01-01 | 2040-01-01 | 2045-01-01 | Installed Capacity, Central_West | Unit | 2025-01-01 | 2030-01-01 | 2035-01-01 | 2040-01-01 | 2045-01-01 | Installed Capacity, Central_West | Unit | 2025-01-01 | 2030-01-01 | 2035-01-01 | 2040-01-01 | 2045-01-01 | Installed Capacity, Central_West | Unit | 2025-01-01 | 2030-01-01 | 2035-01-01 | 2040-01-01 | 2045-01-01 | Installed Capacity, Central_West | Unit | 2025-01-01 | 2030-01-01 | 2035-01-01 | 2040-01-01 | 2045-01-01 | Installed Capacity, Central_West | Unit | 2025-01-01 | 2030-01-01 | 2035-01-01 | 2040-01-01 | 2045-01-01 | Installed Capacity, Central_West | Unit | 2025-01-01 | 2030-01-01 | 2035-01-01 | 2040-01-01 | 2045-01-01 | Installed Capacity, Central_West | Unit | 2025-01-01 | 2030-01-01 | 2035-01-01 | 2040-01-01 | 2045-01-01 | Installed Capacity, Central_West | Unit | 2025-01-01 | 2030-01-01 | 2035-01-01 | 2040-01-01 | 2045-01-01 | Installed Capacity, Central_West | Unit | 2025-01-01 | 2030-01-01 | 2035-01-01 | 2040-01-01 | 2045-01-01 | Installed Capacity, Central_West | Unit | 2025-01-01 | 2030-01-01 | 2035-01-01 | 2040-01-01 | 2045-01-01 | Installed Capacity, Central_West | Unit | 2025-01-01 | 2030-01-01 | 2035-01-01 | 2040-01-01 | 2045-01-01 | Installed Capacity, Central_West | Unit | 2025-01-01 | 2030-01-01 | 2035-01-01 | 2040-01-01 | 2045-01-01 | Installed Capacity, Central_West | Unit | 2025-01-01 | 2030-01-01 | 2035-01-01 | 2040-01-01 | 2045-01-01 | Installed Capacity, Central_West | Unit | 2025-01-01 | 2030-01-01 | 2035-01-01 | 2040-01-01 | 2045-01-01 | Installed Capacity, Central_West | Unit | 2025-01-01 | 2030-01-01 | 2035-01-01 | 2040-01-01 | 2045-01-01
Coal | GW | 5.1367 | 3.9392 | 3.9392 | 1.4722 | 0 | Coal | GW | 5.1367 | 3.9392 | 3.9392 | 1.4722 | 0 | Coal | GW | 5.1367 | 3.9392 | 3.9392 | 1.4722 | 0 | Coal | GW | 5.1367 | 3.9392 | 3.9392 | 1.4722 | 0 | Coal | GW | 5.1367 | 3.9392 | 3.9392 | 1.4722 | 0 | Coal | GW | 5.1367 | 3.9392 | 3.9392 | 1.4722 | 0 | Coal | GW | 5.1367 | 3.9392 | 3.9392 | 1.4722 | 0 | Coal | GW | 5.1367 | 3.9392 | 3.9392 | 1.4722 | 0 | Coal | GW | 5.1367 | 3.9392 | 3.9392 | 1.4722 | 0 | Coal | GW | 5.1367 | 3.9392 | 3.9392 | 1.4722 | 0 | Coal | GW | 5.1367 | 3.9392 | 3.9392 | 1.4722 | 0 | Coal | GW | 5.1367 | 3.9392 | 3.9392 | 1.4722 | 0 | Coal | GW | 5.1367 | 3.9392 | 3.9392 | 1.4722 | 0 | Coal | GW | 5.1367 | 3.9392 | 3.9392 | 1.4722 | 0 | Coal | GW | 5.1367 | 3.9392 | 3.9392 | 1.4722 | 0 | Coal | GW | 5.1367 | 3.9392 | 3.9392 | 1.4722 | 0 | Coal | GW | 5.1367 | 3.9392 | 3.9392 | 1.4722 | 0 | Coal | GW | 5.1367 | 3.9392 | 3.9392 | 1.4722 | 0 | Coal | GW | 5.1367 | 3.9392 | 3.9392 | 1.4722 | 0 | Coal | GW | 5.1367 | 3.9392 | 3.9392 | 1.4722 | 0 | Coal | GW | 5.1367 | 3.9392 | 3.9392 | 1.4722 | 0 | Coal | GW | 5.1367 | 3.9392 | 3.9392 | 1.4722 | 0 | Coal | GW | 5.1367 | 3.9392 | 3.9392 | 1.4722 | 0 | Coal | GW | 5.1367 | 3.9392 | 3.9392 | 1.4722 | 0 | Coal | GW | 5.1367 | 3.9392 | 3.9392 | 1.4722 | 0 | Coal | GW | 5.1367 | 3.9392 | 3.9392 | 1.4722 | 0
Natural Gas | GW | 5.1401 | 9.3329 | 11.6226 | 13.9019 | 15.826 | Natural Gas | GW | 5.1401 | 8.5632 | 8.3926 | 11.4889 | 14.3411 | Natural Gas | GW | 5.1401 | 8.3979 | 8.1031 | 12.5414 | 14.8392 | Natural Gas | GW | 5.1401 | 8.285 | 7.9902 | 12.3928 | 13.7507 | Natural Gas | GW | 5.1401 | 8.2287 | 8.3228 | 11.2147 | 13.5697 | Natural Gas | GW | 5.1401 | 8.0838 | 9.0625 | 12.4086 | 13.4485 | Natural Gas | GW | 5.1401 | 7.951 | 7.6562 | 9.3314 | 0 | Natural Gas | GW | 5.1401 | 9.3651 | 13.7619 | 21.6364 | 28.4841 | Natural Gas | GW | 5.1401 | 8.9241 | 10.1732 | 17.4546 | 28.0392 | Natural Gas | GW | 5.1401 | 8.7108 | 9.8362 | 18.8565 | 26.2724 | Natural Gas | GW | 5.1401 | 8.7011 | 9.3589 | 18.069 | 24.9016 | Natural Gas | GW | 5.1401 | 8.6195 | 10.7384 | 18.8644 | 22.8714 | Natural Gas | GW | 5.1401 | 8.5367 | 10.7793 | 18.4896 | 23.4485 | Natural Gas | GW | 5.1401 | 8.4894 | 9.3088 | 15.4736 | 0 | Natural Gas | GW | 5.1401 | 8.5021 | 9.1402 | 9.9125 | 0 | Natural Gas | GW | 5.1401 | 8.5388 | 8.6305 | 8.3405 | 0 | Natural Gas | GW | 5.1401 | 8.4972 | 8.9433 | 8.6533 | 0 | Natural Gas | GW | 5.1401 | 8.5362 | 8.6694 | 8.3794 | 0 | Natural Gas | GW | 5.1401 | 6.0621 | 5.7673 | 5.4773 | 0 | Natural Gas | GW | 5.1401 | 8.5367 | 10.7793 | 18.4896 | 23.4992 | Natural Gas | GW | 5.1401 | 8.5367 | 10.7793 | 18.6541 | 21.2075 | Natural Gas | GW | 5.1401 | 8.5367 | 10.7755 | 18.2355 | 18.2355 | Natural Gas | GW | 5.1401 | 8.5367 | 10.7755 | 18.2355 | 18.2355 | Natural Gas | GW | 5.1401 | 8.5346 | 10.8603 | 15.0849 | 17.788 | Natural Gas | GW | 5.1401 | 6.0621 | 5.7673 | 5.4773 | 5.4773 | Natural Gas | GW | 5.1401 | 6.0621 | 5.7673 | 5.4773 | 5.4773
Natural Gas (CCS) | GW | 0 | 0 | 0 | 0 | 0 | Natural Gas (CCS) | GW | 0 | 0 | 0 | 0 | 0 | Natural Gas (CCS) | GW | 0 | 0 | 0 | 0 | 0 | Natural Gas (CCS) | GW | 0 | 0 | 0 | 0 | 0 | Natural Gas (CCS) | GW | 0 | 0 | 0 | 0 | 0 | Natural Gas (CCS) | GW | 0 | 0 | 0 | 0 | 0 | Natural Gas (CCS) | GW | 0 | 0 | 0 | 0 | 0 | Natural Gas (CCS) | GW | 0 | 0 | 0 | 0 | 0 | Natural Gas (CCS) | GW | 0 | 0 | 0 | 0 | 0 | Natural Gas (CCS) | GW | 0 | 0 | 0 | 0 | 0 | Natural Gas (CCS) | GW | 0 | 0 | 0 | 0 | 0 | Natural Gas (CCS) | GW | 0 | 0 | 0 | 0 | 0 | Natural Gas (CCS) | GW | 0 | 0 | 0 | 0 | 0 | Natural Gas (CCS) | GW | 0 | 0 | 0 | 0 | 0 | Natural Gas (CCS) | GW | 0 | 0 | 0 | 0 | 0 | Natural Gas (CCS) | GW | 0 | 0 | 0 | 0 | 0 | Natural Gas (CCS) | GW | 0 | 0 | 0 | 7.5116 | 13.7768 | Natural Gas (CCS) | GW | 0 | 0 | 0 | 0.48995 | 0.48995 | Natural Gas (CCS) | GW | 0 | 0 | 0 | 0 | 0 | Natural Gas (CCS) | GW | 0 | 0 | 0 | 0 | 0 | Natural Gas (CCS) | GW | 0 | 0 | 0 | 0 | 0 | Natural Gas (CCS) | GW | 0 | 0 | 0 | 0 | 0 | Natural Gas (CCS) | GW | 0 | 0 | 0 | 0 | 0 | Natural Gas (CCS) | GW | 0 | 0 | 0 | 0 | 0 | Natural Gas (CCS) | GW | 0 | 0 | 0 | 0 | 0 | Natural Gas (CCS) | GW | 0 | 0 | 0 | 0 | 0
Nuclear | GW | 0 | 0 | 0 | 0 | 0 | Nuclear | GW | 0 | 0 | 0 | 0 | 0 | Nuclear | GW | 0 | 0 | 0 | 0 | 0 | Nuclear | GW | 0 | 0 | 0 | 0 | 0 | Nuclear | GW | 0 | 0 | 0 | 0 | 0 | Nuclear | GW | 0 | 0 | 0 | 0 | 0 | Nuclear | GW | 0 | 0 | 0 | 0 | 0 | Nuclear | GW | 0 | 0 | 0 | 0 | 0 | Nuclear | GW | 0 | 0 | 0 | 0 | 0 | Nuclear | GW | 0 | 0 | 0 | 0 | 0 | Nuclear | GW | 0 | 0 | 0 | 0 | 0 | Nuclear | GW | 0 | 0 | 0 | 0 | 0 | Nuclear | GW | 0 | 0 | 0 | 0 | 0 | Nuclear | GW | 0 | 0 | 0 | 0 | 0 | Nuclear | GW | 0 | 0 | 0 | 0 | 0 | Nuclear | GW | 0 | 0 | 0 | 0 | 0 | Nuclear | GW | 0 | 0 | 0 | 0 | 0 | Nuclear | GW | 0 | 0 | 0 | 0 | 0 | Nuclear | GW | 0 | 0 | 0 | 0 | 0 | Nuclear | GW | 0 | 0 | 0 | 0 | 0 | Nuclear | GW | 0 | 0 | 0 | 0 | 0 | Nuclear | GW | 0 | 0 | 0 | 0 | 0 | Nuclear | GW | 0 | 0 | 0 | 0 | 0 | Nuclear | GW | 0 | 0 | 0 | 0 | 0 | Nuclear | GW | 0 | 0 | 0 | 0 | 0 | Nuclear | GW | 0 | 0 | 0 | 0 | 0
Nuclear (SMR) | GW | 0 | 0 | 0 | 0 | 0 | Nuclear (SMR) | GW | 0 | 0 | 0 | 0 | 0 | Nuclear (SMR) | GW | 0 | 0 | 0 | 0 | 0 | Nuclear (SMR) | GW | 0 | 0 | 0 | 0 | 0 | Nuclear (SMR) | GW | 0 | 0 | 0 | 0 | 0 | Nuclear (SMR) | GW | 0 | 0 | 0 | 0 | 0 | Nuclear (SMR) | GW | 0 | 0 | 0 | 0 | 0 | Nuclear (SMR) | GW | 0 | 0 | 0 | 0 | 0 | Nuclear (SMR) | GW | 0 | 0 | 0 | 0 | 0 | Nuclear (SMR) | GW | 0 | 0 | 0 | 0 | 0 | Nuclear (SMR) | GW | 0 | 0 | 0 | 0 | 0 | Nuclear (SMR) | GW | 0 | 0 | 0 | 0 | 0 | Nuclear (SMR) | GW | 0 | 0 | 0 | 0 | 0 | Nuclear (SMR) | GW | 0 | 0 | 0 | 0 | 0 | Nuclear (SMR) | GW | 0 | 0 | 0 | 0 | 0 | Nuclear (SMR) | GW | 0 | 0 | 0 | 0 | 0 | Nuclear (SMR) | GW | 0 | 0 | 0 | 0 | 11.3161 | Nuclear (SMR) | GW | 0 | 0 | 0 | 0 | 7.9608 | Nuclear (SMR) | GW | 0 | 0 | 0 | 0.44577 | 18.1259 | Nuclear (SMR) | GW | 0 | 0 | 0 | 0 | 0 | Nuclear (SMR) | GW | 0 | 0 | 0 | 0 | 0 | Nuclear (SMR) | GW | 0 | 0 | 0 | 0 | 7.7909 | Nuclear (SMR) | GW | 0 | 0 | 0 | 0 | 7.7909 | Nuclear (SMR) | GW | 0 | 0 | 0 | 4.6584 | 10.7999 | Nuclear (SMR) | GW | 0 | 0 | 0 | 0 | 0 | Nuclear (SMR) | GW | 0 | 0 | 0 | 0 | 0
Geothermal | GW | 0.0851 | 0.0851 | 0.0851 | 0.047 | 0.047 | Geothermal | GW | 0.0851 | 0.0851 | 0.4026 | 0.3645 | 0.3645 | Geothermal | GW | 0.0851 | 0.0851 | 0.5866 | 0.5485 | 0.5485 | Geothermal | GW | 0.0851 | 0.0851 | 0.5866 | 0.5485 | 0.5485 | Geothermal | GW | 0.0851 | 0.0851 | 0.5866 | 0.5485 | 0.5485 | Geothermal | GW | 0.0851 | 0.0851 | 0.5866 | 0.5485 | 0.5485 | Geothermal | GW | 0.0851 | 0.0851 | 0.5866 | 0.5485 | 0.5485 | Geothermal | GW | 0.0851 | 0.0851 | 0.0851 | 0.047 | 0.047 | Geothermal | GW | 0.0851 | 0.0851 | 0.5866 | 0.5485 | 0.5485 | Geothermal | GW | 0.0851 | 0.0851 | 0.5866 | 0.5485 | 0.5485 | Geothermal | GW | 0.0851 | 0.0851 | 0.5866 | 0.5485 | 0.5485 | Geothermal | GW | 0.0851 | 0.0851 | 0.5866 | 0.5485 | 0.5485 | Geothermal | GW | 0.0851 | 0.0851 | 0.5866 | 0.5485 | 0.5485 | Geothermal | GW | 0.0851 | 0.0851 | 0.5866 | 0.5485 | 0.5485 | Geothermal | GW | 0.0851 | 0.0851 | 0.5866 | 0.5485 | 0.5485 | Geothermal | GW | 0.0851 | 0.0851 | 0.5866 | 0.5485 | 0.5485 | Geothermal | GW | 0.0851 | 0.0851 | 0.5866 | 0.5485 | 0.5485 | Geothermal | GW | 0.0851 | 0.0851 | 0.5866 | 0.5485 | 0.5485 | Geothermal | GW | 0.0851 | 0.0851 | 0.5866 | 0.5485 | 0.5485 | Geothermal | GW | 0.0851 | 0.0851 | 0.5866 | 0.5485 | 0.5485 | Geothermal | GW | 0.0851 | 0.0851 | 0.5866 | 0.5485 | 0.5485 | Geothermal | GW | 0.0851 | 0.0851 | 0.5866 | 0.5485 | 0.5485 | Geothermal | GW | 0.0851 | 0.0851 | 0.5866 | 0.5485 | 0.5485 | Geothermal | GW | 0.0851 | 0.0851 | 0.5866 | 0.5485 | 0.5485 | Geothermal | GW | 0.0851 | 0.0851 | 0.5866 | 0.5485 | 0.5485 | Geothermal | GW | 0.0851 | 0.0851 | 0.5866 | 0.5485 | 0.5485
Geothermal (Enhanced) | GW | 0 | 0 | 0 | 0 | 0 | Geothermal (Enhanced) | GW | 0 | 0 | 0 | 0 | 0 | Geothermal (Enhanced) | GW | 0 | 0 | 0 | 0 | 0 | Geothermal (Enhanced) | GW | 0 | 0 | 0 | 0 | 0 | Geothermal (Enhanced) | GW | 0 | 0 | 0 | 0 | 0 | Geothermal (Enhanced) | GW | 0 | 0 | 0 | 0 | 0 | Geothermal (Enhanced) | GW | 0 | 0 | 0 | 0 | 0 | Geothermal (Enhanced) | GW | 0 | 0 | 0 | 0 | 0 | Geothermal (Enhanced) | GW | 0 | 0 | 0 | 0 | 0 | Geothermal (Enhanced) | GW | 0 | 0 | 0 | 0 | 0 | Geothermal (Enhanced) | GW | 0 | 0 | 0 | 0 | 0 | Geothermal (Enhanced) | GW | 0 | 0 | 0 | 0 | 0 | Geothermal (Enhanced) | GW | 0 | 0 | 0 | 0 | 0 | Geothermal (Enhanced) | GW | 0 | 0 | 0 | 0 | 0 | Geothermal (Enhanced) | GW | 0 | 0 | 0 | 0 | 0 | Geothermal (Enhanced) | GW | 0 | 0 | 0 | 0 | 0 | Geothermal (Enhanced) | GW | 0 | 0 | 0 | 0 | 0 | Geothermal (Enhanced) | GW | 0 | 0 | 0 | 0 | 0 | Geothermal (Enhanced) | GW | 0 | 0 | 0 | 0 | 0 | Geothermal (Enhanced) | GW | 0 | 0 | 0 | 0 | 0 | Geothermal (Enhanced) | GW | 0 | 0 | 0 | 0 | 0 | Geothermal (Enhanced) | GW | 0 | 0 | 0 | 0 | 0 | Geothermal (Enhanced) | GW | 0 | 0 | 0 | 0 | 0 | Geothermal (Enhanced) | GW | 0 | 0 | 0 | 0 | 0 | Geothermal (Enhanced) | GW | 0 | 0 | 0 | 0 | 0 | Geothermal (Enhanced) | GW | 0 | 0 | 0 | 0 | 0
Biomass | GW | 0.0147 | 0.0147 | 0.0147 | 0.0147 | 0.0147 | Biomass | GW | 0.0147 | 0.0147 | 0.0147 | 0.0147 | 0.0147 | Biomass | GW | 0.0147 | 0.0147 | 0.0147 | 0.0147 | 0.0147 | Biomass | GW | 0.0147 | 0.0147 | 0.0147 | 0.0147 | 0.0147 | Biomass | GW | 0.0147 | 0.0147 | 0.0147 | 0.0147 | 0.0147 | Biomass | GW | 0.0147 | 0.0147 | 0.0147 | 0.0147 | 0.0147 | Biomass | GW | 0.0147 | 0.0147 | 0.0147 | 0.0147 | 0.0147 | Biomass | GW | 0.0147 | 0.0147 | 0.0147 | 0.0147 | 0.0147 | Biomass | GW | 0.0147 | 0.0147 | 0.0147 | 0.0147 | 0.0147 | Biomass | GW | 0.0147 | 0.0147 | 0.0147 | 0.0147 | 0.0147 | Biomass | GW | 0.0147 | 0.0147 | 0.0147 | 0.0147 | 0.0147 | Biomass | GW | 0.0147 | 0.0147 | 0.0147 | 0.0147 | 0.0147 | Biomass | GW | 0.0147 | 0.0147 | 0.0147 | 0.0147 | 0.0147 | Biomass | GW | 0.0147 | 0.0147 | 0.0147 | 0.0147 | 0.0147 | Biomass | GW | 0.0147 | 0.0147 | 0.0147 | 0.0147 | 0.0147 | Biomass | GW | 0.0147 | 0.0147 | 0.0147 | 0.0147 | 0.0147 | Biomass | GW | 0.0147 | 0.0147 | 0.0147 | 0.0147 | 0.0147 | Biomass | GW | 0.0147 | 0.0147 | 0.0147 | 0.0147 | 0.0147 | Biomass | GW | 0.0147 | 0.0147 | 0.0147 | 0.0147 | 0.0147 | Biomass | GW | 0.0147 | 0.0147 | 0.0147 | 0.0147 | 0.0147 | Biomass | GW | 0.0147 | 0.0147 | 0.0147 | 0.0147 | 0.0147 | Biomass | GW | 0.0147 | 0.0147 | 0.0147 | 0.0147 | 0.0147 | Biomass | GW | 0.0147 | 0.0147 | 0.0147 | 0.0147 | 0.0147 | Biomass | GW | 0.0147 | 0.0147 | 0.0147 | 0.0147 | 0.0147 | Biomass | GW | 0.0147 | 0.0147 | 0.0147 | 0.0147 | 0.0147 | Biomass | GW | 0.0147 | 0.0147 | 0.0147 | 0.0147 | 0.0147
Clean Firm | GW | 0 | 0 | 0 | 0 | 0 | Clean Firm | GW | 0 | 0 | 0 | 0 | 0 | Clean Firm | GW | 0 | 0 | 0 | 0 | 0 | Clean Firm | GW | 0 | 0 | 0 | 0 | 0 | Clean Firm | GW | 0 | 0 | 0 | 0 | 0 | Clean Firm | GW | 0 | 0 | 0 | 0 | 0 | Clean Firm | GW | 0 | 0 | 0 | 0 | 0 | Clean Firm | GW | 0 | 0 | 0 | 0 | 0 | Clean Firm | GW | 0 | 0 | 0 | 0 | 0 | Clean Firm | GW | 0 | 0 | 0 | 0 | 0 | Clean Firm | GW | 0 | 0 | 0 | 0 | 0 | Clean Firm | GW | 0 | 0 | 0 | 0 | 0 | Clean Firm | GW | 0 | 0 | 0 | 0 | 0 | Clean Firm | GW | 0 | 0 | 0 | 0 | 0 | Clean Firm | GW | 0 | 0 | 0 | 0 | 0 | Clean Firm | GW | 0 | 0 | 0 | 9.4654 | 24.6413 | Clean Firm | GW | 0 | 0 | 0 | 0 | 0 | Clean Firm | GW | 0 | 0 | 0 | 9.1716 | 19.171 | Clean Firm | GW | 0 | 0 | 0 | 0 | 0 | Clean Firm | GW | 0 | 0 | 0 | 0 | 0 | Clean Firm | GW | 0 | 0 | 0 | 0 | 2.4155 | Clean Firm | GW | 0 | 0 | 0 | 0 | 0 | Clean Firm | GW | 0 | 0 | 0 | 0 | 0 | Clean Firm | GW | 0 | 0 | 0 | 0 | 0 | Clean Firm | GW | 0 | 0 | 0 | 0 | 0 | Clean Firm | GW | 0 | 0 | 0 | 0 | 0
Hydro | GW | 2.4303 | 2.4272 | 2.4272 | 2.4272 | 2.423 | Hydro | GW | 2.4303 | 2.4272 | 2.4272 | 2.4272 | 2.423 | Hydro | GW | 2.4303 | 2.4272 | 2.4272 | 2.4272 | 2.423 | Hydro | GW | 2.4303 | 2.4272 | 2.4272 | 2.4272 | 2.423 | Hydro | GW | 2.4303 | 2.4272 | 2.4272 | 2.4272 | 2.423 | Hydro | GW | 2.4303 | 2.4272 | 2.4272 | 2.4272 | 2.423 | Hydro | GW | 2.4303 | 2.4272 | 2.4272 | 2.4272 | 2.423 | Hydro | GW | 2.4303 | 2.4272 | 2.4272 | 2.4272 | 2.423 | Hydro | GW | 2.4303 | 2.4272 | 2.4272 | 2.4272 | 2.423 | Hydro | GW | 2.4303 | 2.4272 | 2.4272 | 2.4272 | 2.423 | Hydro | GW | 2.4303 | 2.4272 | 2.4272 | 2.4272 | 2.423 | Hydro | GW | 2.4303 | 2.4272 | 2.4272 | 2.4272 | 2.423 | Hydro | GW | 2.4303 | 2.4272 | 2.4272 | 2.4272 | 2.423 | Hydro | GW | 2.4303 | 2.4272 | 2.4272 | 2.4272 | 2.423 | Hydro | GW | 2.4303 | 2.4272 | 2.4272 | 2.4272 | 2.423 | Hydro | GW | 2.4303 | 2.4272 | 2.4272 | 2.4272 | 2.423 | Hydro | GW | 2.4303 | 2.4272 | 2.4272 | 2.4272 | 2.423 | Hydro | GW | 2.4303 | 2.4272 | 2.4272 | 2.4272 | 2.423 | Hydro | GW | 2.4303 | 2.4272 | 2.4272 | 2.4272 | 2.423 | Hydro | GW | 2.4303 | 2.4272 | 2.4272 | 2.4272 | 2.423 | Hydro | GW | 2.4303 | 2.4272 | 2.4272 | 2.4272 | 2.423 | Hydro | GW | 2.4303 | 2.4272 | 2.4272 | 2.4272 | 2.423 | Hydro | GW | 2.4303 | 2.4272 | 2.4272 | 2.4272 | 2.423 | Hydro | GW | 2.4303 | 2.4272 | 2.4272 | 2.4272 | 2.423 | Hydro | GW | 2.4303 | 2.4272 | 2.4272 | 2.4272 | 2.423 | Hydro | GW | 2.4303 | 2.4272 | 2.4272 | 2.4272 | 2.423
Wind | GW | 4.8474 | 6.0018 | 6.0018 | 8.1881 | 10.769 | Wind | GW | 4.8474 | 6.4396 | 9.534 | 12.004 | 15.6237 | Wind | GW | 4.8474 | 6.9253 | 10.028 | 13.293 | 18.2858 | Wind | GW | 4.8474 | 7.2518 | 10.2956 | 13.4934 | 22.1613 | Wind | GW | 4.8474 | 7.4147 | 10.9337 | 15.7086 | 21.4619 | Wind | GW | 4.8474 | 7.8872 | 10.7705 | 16.384 | 21.3232 | Wind | GW | 4.8474 | 8.1881 | 11.317 | 23.8105 | 44.1398 | Wind | GW | 4.8474 | 6.0018 | 6.0018 | 8.1881 | 10.769 | Wind | GW | 4.8474 | 6.0018 | 9.7024 | 15.3982 | 20.2493 | Wind | GW | 4.8474 | 6.3708 | 10.769 | 16.396 | 26.443 | Wind | GW | 4.8474 | 6.4054 | 11.9297 | 18.5631 | 26.443 | Wind | GW | 4.8474 | 6.7276 | 11.5379 | 20.2547 | 26.8786 | Wind | GW | 4.8474 | 7.0546 | 11.526 | 21.3392 | 29.5578 | Wind | GW | 4.8474 | 7.2414 | 12.9454 | 27.4688 | 44.1398 | Wind | GW | 4.8474 | 7.1912 | 13.0634 | 30.5798 | 44.1398 | Wind | GW | 4.8474 | 7.0463 | 14.664 | 23.9558 | 28.6863 | Wind | GW | 4.8474 | 7.2106 | 13.3453 | 19.6665 | 21.6605 | Wind | GW | 4.8474 | 7.0568 | 14.5472 | 22.2773 | 22.2773 | Wind | GW | 4.8474 | 10.1736 | 14.7379 | 33.811 | 33.811 | Wind | GW | 4.8474 | 7.0546 | 11.526 | 21.3392 | 29.5578 | Wind | GW | 4.8474 | 7.0546 | 11.526 | 21.2068 | 28.6863 | Wind | GW | 4.8474 | 7.0546 | 11.5282 | 19.8292 | 20.2886 | Wind | GW | 4.8474 | 7.0546 | 11.5282 | 19.8292 | 20.2886 | Wind | GW | 4.8474 | 7.0632 | 11.3657 | 13.293 | 13.293 | Wind | GW | 4.8474 | 14.6933 | 14.6933 | 27.3195 | 32.1658 | Wind | GW | 4.8474 | 9.8546 | 11.7433 | 37.3378 | 44.1398
Solar | GW | 3.1177 | 4.4677 | 4.4677 | 4.4677 | 5.0166 | Solar | GW | 3.1177 | 4.4677 | 4.4677 | 6.4666 | 9.1082 | Solar | GW | 3.1177 | 4.4677 | 4.4677 | 7.5294 | 11.0881 | Solar | GW | 3.1177 | 4.4677 | 5.0481 | 8.9291 | 10.1204 | Solar | GW | 3.1177 | 4.4677 | 5.0166 | 8.3808 | 13.7687 | Solar | GW | 3.1177 | 4.4677 | 5.044 | 9.3566 | 16.0133 | Solar | GW | 3.1177 | 4.4677 | 5.6751 | 7.7105 | 19.0879 | Solar | GW | 3.1177 | 4.4677 | 4.4677 | 4.4677 | 6.3755 | Solar | GW | 3.1177 | 4.4677 | 4.4677 | 8.1898 | 12.8003 | Solar | GW | 3.1177 | 4.4677 | 5.0481 | 9.0887 | 11.6972 | Solar | GW | 3.1177 | 4.4677 | 5.2731 | 9.0887 | 16.897 | Solar | GW | 3.1177 | 4.4677 | 5.597 | 9.8214 | 20.7737 | Solar | GW | 3.1177 | 4.4677 | 5.84 | 9.5735 | 20.7737 | Solar | GW | 3.1177 | 4.4677 | 5.7487 | 9.1082 | 55.8744 | Solar | GW | 3.1177 | 4.4677 | 5.597 | 8.1898 | 53.4118 | Solar | GW | 3.1177 | 4.4677 | 5.0166 | 9.1082 | 20.728 | Solar | GW | 3.1177 | 4.4677 | 6.046 | 6.046 | 6.046 | Solar | GW | 3.1177 | 4.4677 | 5.0166 | 9.0887 | 9.0887 | Solar | GW | 3.1177 | 4.4677 | 4.4677 | 6.8652 | 6.8652 | Solar | GW | 3.1177 | 4.4677 | 5.84 | 9.5735 | 20.7737 | Solar | GW | 3.1177 | 4.4677 | 5.84 | 9.3383 | 20.7737 | Solar | GW | 3.1177 | 4.4677 | 5.84 | 9.9831 | 9.9831 | Solar | GW | 3.1177 | 4.4677 | 5.84 | 9.9831 | 9.9831 | Solar | GW | 3.1177 | 4.4677 | 5.9223 | 7.3193 | 7.3193 | Solar | GW | 3.1177 | 4.4677 | 4.4677 | 5.3085 | 11.9029 | Solar | GW | 3.1177 | 4.4677 | 4.4677 | 6.8868 | 14.4511
Customer Solar | GW | 0.739 | 1.049 | 1.359 | 1.668 | 1.978 | Customer Solar | GW | 0.739 | 1.049 | 1.359 | 1.668 | 1.978 | Customer Solar | GW | 0.739 | 1.049 | 1.359 | 1.668 | 1.978 | Customer Solar | GW | 0.739 | 1.049 | 1.359 | 1.668 | 1.978 | Customer Solar | GW | 0.739 | 1.049 | 1.359 | 1.668 | 1.978 | Customer Solar | GW | 0.739 | 1.049 | 1.359 | 1.668 | 1.978 | Customer Solar | GW | 0.739 | 1.049 | 1.359 | 1.668 | 1.978 | Customer Solar | GW | 0.739 | 1.049 | 1.359 | 1.668 | 1.978 | Customer Solar | GW | 0.739 | 1.049 | 1.359 | 1.668 | 1.978 | Customer Solar | GW | 0.739 | 1.049 | 1.359 | 1.668 | 1.978 | Customer Solar | GW | 0.739 | 1.049 | 1.359 | 1.668 | 1.978 | Customer Solar | GW | 0.739 | 1.049 | 1.359 | 1.668 | 1.978 | Customer Solar | GW | 0.739 | 1.049 | 1.359 | 1.668 | 1.978 | Customer Solar | GW | 0.739 | 1.049 | 1.359 | 1.668 | 1.978 | Customer Solar | GW | 0.739 | 1.049 | 1.359 | 1.668 | 1.978 | Customer Solar | GW | 0.739 | 1.049 | 1.359 | 1.668 | 1.978 | Customer Solar | GW | 0.739 | 1.049 | 1.359 | 1.668 | 1.978 | Customer Solar | GW | 0.739 | 1.049 | 1.359 | 1.668 | 1.978 | Customer Solar | GW | 0.739 | 1.049 | 1.359 | 1.668 | 1.978 | Customer Solar | GW | 0.739 | 1.049 | 1.359 | 1.668 | 1.978 | Customer Solar | GW | 0.739 | 1.049 | 1.359 | 1.668 | 1.978 | Customer Solar | GW | 0.739 | 1.049 | 1.359 | 1.668 | 1.978 | Customer Solar | GW | 0.739 | 1.049 | 1.359 | 1.668 | 1.978 | Customer Solar | GW | 0.739 | 1.049 | 1.359 | 1.668 | 1.978 | Customer Solar | GW | 0.739 | 1.049 | 1.359 | 1.668 | 1.978 | Customer Solar | GW | 0.739 | 1.049 | 1.359 | 1.668 | 1.978
Li-ion Battery | GW | 0.283 | 0.51 | 0.51 | 0.51 | 0.51 | Li-ion Battery | GW | 0.283 | 0.51 | 0.51 | 0.51 | 0.51 | Li-ion Battery | GW | 0.283 | 0.51 | 0.51 | 0.51 | 0.51 | Li-ion Battery | GW | 0.283 | 0.51 | 0.51 | 0.51 | 0.51 | Li-ion Battery | GW | 0.283 | 0.51 | 0.51 | 0.51 | 0.51 | Li-ion Battery | GW | 0.283 | 0.51 | 0.51 | 0.51 | 0.51 | Li-ion Battery | GW | 0.283 | 0.51 | 0.51 | 0.51 | 0.51 | Li-ion Battery | GW | 0.283 | 0.51 | 0.51 | 0.51 | 0.51 | Li-ion Battery | GW | 0.283 | 0.51 | 0.51 | 0.51 | 0.51 | Li-ion Battery | GW | 0.283 | 0.51 | 0.51 | 0.51 | 0.51 | Li-ion Battery | GW | 0.283 | 0.51 | 0.51 | 0.51 | 0.51 | Li-ion Battery | GW | 0.283 | 0.51 | 0.51 | 0.51 | 0.51 | Li-ion Battery | GW | 0.283 | 0.51 | 0.51 | 0.51 | 0.51 | Li-ion Battery | GW | 0.283 | 0.51 | 0.51 | 0.51 | 0.51 | Li-ion Battery | GW | 0.283 | 0.51 | 0.51 | 0.51 | 0.51 | Li-ion Battery | GW | 0.283 | 0.51 | 0.51 | 0.51 | 0.51 | Li-ion Battery | GW | 0.283 | 0.51 | 0.51 | 0.51 | 0.51 | Li-ion Battery | GW | 0.283 | 0.51 | 0.51 | 0.51 | 0.51 | Li-ion Battery | GW | 0.283 | 0.51 | 0.51 | 0.51 | 0.51 | Li-ion Battery | GW | 0.283 | 0.51 | 0.51 | 0.51 | 0.51 | Li-ion Battery | GW | 0.283 | 0.51 | 0.51 | 0.51 | 0.51 | Li-ion Battery | GW | 0.283 | 0.51 | 0.51 | 0.51 | 0.51 | Li-ion Battery | GW | 0.283 | 0.51 | 0.51 | 0.51 | 0.51 | Li-ion Battery | GW | 0.283 | 0.51 | 0.51 | 0.51 | 0.51 | Li-ion Battery | GW | 0.283 | 0.51 | 0.51 | 0.51 | 0.51 | Li-ion Battery | GW | 0.283 | 0.51 | 0.51 | 0.51 | 0.51
Li-ion Battery (4-hr) | GW | 0 | 0 | 0 | 0 | 0 | Li-ion Battery (4-hr) | GW | 0 | 0 | 0 | 0 | 0 | Li-ion Battery (4-hr) | GW | 0 | 0 | 0 | 0 | 0 | Li-ion Battery (4-hr) | GW | 0 | 0 | 0 | 0 | 0 | Li-ion Battery (4-hr) | GW | 0 | 0 | 0 | 0 | 4.6626 | Li-ion Battery (4-hr) | GW | 0 | 0 | 0 | 0 | 6.7405 | Li-ion Battery (4-hr) | GW | 0 | 0 | 0 | 0.61044 | 21.2074 | Li-ion Battery (4-hr) | GW | 0 | 0 | 0 | 0 | 0 | Li-ion Battery (4-hr) | GW | 0 | 0 | 0 | 0 | 0 | Li-ion Battery (4-hr) | GW | 0 | 0 | 0 | 0 | 0 | Li-ion Battery (4-hr) | GW | 0 | 0 | 0 | 0 | 6.3021 | Li-ion Battery (4-hr) | GW | 0 | 0 | 0 | 0 | 8.8801 | Li-ion Battery (4-hr) | GW | 0 | 0 | 0 | 0 | 10.9451 | Li-ion Battery (4-hr) | GW | 0 | 0 | 0 | 3.438 | 89.6821 | Li-ion Battery (4-hr) | GW | 0 | 0 | 0 | 0 | 2.1546 | Li-ion Battery (4-hr) | GW | 0 | 0 | 0 | 0 | 8.9432 | Li-ion Battery (4-hr) | GW | 0 | 0 | 0 | 0 | 1.9777 | Li-ion Battery (4-hr) | GW | 0 | 0 | 0 | 0 | 3.2722 | Li-ion Battery (4-hr) | GW | 0 | 0 | 0 | 0 | 0 | Li-ion Battery (4-hr) | GW | 0 | 0 | 0 | 0 | 10.8996 | Li-ion Battery (4-hr) | GW | 0 | 0 | 0 | 0 | 8.7287 | Li-ion Battery (4-hr) | GW | 0 | 0 | 0 | 0 | 3.8911 | Li-ion Battery (4-hr) | GW | 0 | 0 | 0 | 0 | 3.8911 | Li-ion Battery (4-hr) | GW | 0 | 0 | 0 | 0 | 2.0975 | Li-ion Battery (4-hr) | GW | 0 | 0 | 2.3732 | 2.3732 | 9.324 | Li-ion Battery (4-hr) | GW | 0 | 0 | 7.1514 | 10.4604 | 15.7473
Li-ion Battery (8-hr) | GW | 0 | 0 | 0 | 0 | 0 | Li-ion Battery (8-hr) | GW | 0 | 0 | 0 | 0 | 0 | Li-ion Battery (8-hr) | GW | 0 | 0 | 0 | 0 | 0 | Li-ion Battery (8-hr) | GW | 0 | 0 | 0 | 0 | 0 | Li-ion Battery (8-hr) | GW | 0 | 0 | 0 | 0 | 0 | Li-ion Battery (8-hr) | GW | 0 | 0 | 0 | 0 | 0.099767 | Li-ion Battery (8-hr) | GW | 0 | 0 | 0 | 0 | 0 | Li-ion Battery (8-hr) | GW | 0 | 0 | 0 | 0 | 0 | Li-ion Battery (8-hr) | GW | 0 | 0 | 0 | 0 | 0 | Li-ion Battery (8-hr) | GW | 0 | 0 | 0 | 0 | 0 | Li-ion Battery (8-hr) | GW | 0 | 0 | 0 | 0 | 0 | Li-ion Battery (8-hr) | GW | 0 | 0 | 0 | 0 | 0 | Li-ion Battery (8-hr) | GW | 0 | 0 | 0 | 0 | 0 | Li-ion Battery (8-hr) | GW | 0 | 0 | 0 | 0 | 0 | Li-ion Battery (8-hr) | GW | 0 | 0 | 0 | 0 | 0 | Li-ion Battery (8-hr) | GW | 0 | 0 | 0 | 0 | 0 | Li-ion Battery (8-hr) | GW | 0 | 0 | 0 | 0 | 0 | Li-ion Battery (8-hr) | GW | 0 | 0 | 0 | 0 | 0 | Li-ion Battery (8-hr) | GW | 0 | 0 | 0 | 0 | 0 | Li-ion Battery (8-hr) | GW | 0 | 0 | 0 | 0 | 0 | Li-ion Battery (8-hr) | GW | 0 | 0 | 0 | 0 | 0 | Li-ion Battery (8-hr) | GW | 0 | 0 | 0 | 0 | 0 | Li-ion Battery (8-hr) | GW | 0 | 0 | 0 | 0 | 0 | Li-ion Battery (8-hr) | GW | 0 | 0 | 0 | 0 | 0 | Li-ion Battery (8-hr) | GW | 0 | 0 | 0 | 0 | 0 | Li-ion Battery (8-hr) | GW | 0 | 0 | 0 | 0 | 0
Location Constrained Storage (12-hr) | GW | 1.0358 | 1.0345 | 1.0345 | 1.0345 | 1.0345 | Location Constrained Storage (12-hr) | GW | 1.0358 | 1.0345 | 1.0345 | 1.0345 | 1.0345 | Location Constrained Storage (12-hr) | GW | 1.0358 | 1.0345 | 1.0345 | 1.0345 | 1.0345 | Location Constrained Storage (12-hr) | GW | 1.0358 | 1.0345 | 1.0345 | 1.0345 | 1.0345 | Location Constrained Storage (12-hr) | GW | 1.0358 | 1.0345 | 1.0345 | 1.0345 | 1.0345 | Location Constrained Storage (12-hr) | GW | 1.0358 | 1.0345 | 1.0345 | 1.0345 | 1.0345 | Location Constrained Storage (12-hr) | GW | 1.0358 | 1.0345 | 1.0345 | 1.0345 | 1.0345 | Location Constrained Storage (12-hr) | GW | 1.0358 | 1.0345 | 1.0345 | 1.0345 | 1.0345 | Location Constrained Storage (12-hr) | GW | 1.0358 | 1.0345 | 1.0345 | 1.0345 | 1.0345 | Location Constrained Storage (12-hr) | GW | 1.0358 | 1.0345 | 1.0345 | 1.0345 | 1.0345 | Location Constrained Storage (12-hr) | GW | 1.0358 | 1.0345 | 1.0345 | 1.0345 | 1.0345 | Location Constrained Storage (12-hr) | GW | 1.0358 | 1.0345 | 1.0345 | 1.0345 | 1.0345 | Location Constrained Storage (12-hr) | GW | 1.0358 | 1.0345 | 1.0345 | 1.0345 | 1.0345 | Location Constrained Storage (12-hr) | GW | 1.0358 | 1.0345 | 1.0345 | 1.0345 | 1.0345 | Location Constrained Storage (12-hr) | GW | 1.0358 | 1.0345 | 1.0345 | 1.0345 | 1.0345 | Location Constrained Storage (12-hr) | GW | 1.0358 | 1.0345 | 1.0345 | 1.0345 | 1.0345 | Location Constrained Storage (12-hr) | GW | 1.0358 | 1.0345 | 1.0345 | 1.0345 | 1.0345 | Location Constrained Storage (12-hr) | GW | 1.0358 | 1.0345 | 1.0345 | 1.0345 | 1.0345 | Location Constrained Storage (12-hr) | GW | 1.0358 | 1.0345 | 1.0345 | 1.0345 | 1.0345 | Location Constrained Storage (12-hr) | GW | 1.0358 | 1.0345 | 1.0345 | 1.0345 | 1.0345 | Location Constrained Storage (12-hr) | GW | 1.0358 | 1.0345 | 1.0345 | 1.0345 | 1.0345 | Location Constrained Storage (12-hr) | GW | 1.0358 | 1.0345 | 1.0345 | 1.0345 | 1.0345 | Location Constrained Storage (12-hr) | GW | 1.0358 | 1.0345 | 1.0345 | 1.0345 | 1.0345 | Location Constrained Storage (12-hr) | GW | 1.0358 | 1.0345 | 1.0345 | 1.0345 | 1.0345 | Location Constrained Storage (12-hr) | GW | 1.0358 | 1.0345 | 1.0345 | 1.0345 | 1.0345 | Location Constrained Storage (12-hr) | GW | 1.0358 | 1.0345 | 1.0345 | 1.0345 | 1.0345
Storage (12-hr) | GW | 0 | 0 | 0 | 0 | 0 | Storage (12-hr) | GW | 0 | 0 | 0 | 0 | 0 | Storage (12-hr) | GW | 0 | 0 | 0 | 0 | 0 | Storage (12-hr) | GW | 0 | 0 | 0 | 0 | 0 | Storage (12-hr) | GW | 0 | 0 | 0 | 0 | 0 | Storage (12-hr) | GW | 0 | 0 | 0 | 0 | 0 | Storage (12-hr) | GW | 0 | 0 | 0 | 0 | 0 | Storage (12-hr) | GW | 0 | 0 | 0 | 0 | 0 | Storage (12-hr) | GW | 0 | 0 | 0 | 0 | 0 | Storage (12-hr) | GW | 0 | 0 | 0 | 0 | 0 | Storage (12-hr) | GW | 0 | 0 | 0 | 0 | 0 | Storage (12-hr) | GW | 0 | 0 | 0 | 0 | 0 | Storage (12-hr) | GW | 0 | 0 | 0 | 0 | 0 | Storage (12-hr) | GW | 0 | 0 | 0 | 0 | 0 | Storage (12-hr) | GW | 0 | 0 | 0 | 0 | 0 | Storage (12-hr) | GW | 0 | 0 | 0 | 0 | 0 | Storage (12-hr) | GW | 0 | 0 | 0 | 0 | 0 | Storage (12-hr) | GW | 0 | 0 | 0 | 0 | 0 | Storage (12-hr) | GW | 0 | 0 | 0 | 0 | 0 | Storage (12-hr) | GW | 0 | 0 | 0 | 0 | 0 | Storage (12-hr) | GW | 0 | 0 | 0 | 0 | 0 | Storage (12-hr) | GW | 0 | 0 | 0 | 0 | 0 | Storage (12-hr) | GW | 0 | 0 | 0 | 0 | 0 | Storage (12-hr) | GW | 0 | 0 | 0 | 0 | 0 | Storage (12-hr) | GW | 0 | 0 | 0 | 0 | 0 | Storage (12-hr) | GW | 0 | 0 | 0 | 0 | 0
Storage (100-hr) | GW | 0 | 0 | 0 | 0 | 0 | Storage (100-hr) | GW | 0 | 0 | 0 | 0 | 0 | Storage (100-hr) | GW | 0 | 0 | 0 | 0 | 0 | Storage (100-hr) | GW | 0 | 0 | 0 | 0 | 0 | Storage (100-hr) | GW | 0 | 0 | 0 | 0 | 0 | Storage (100-hr) | GW | 0 | 0 | 0 | 0 | 0 | Storage (100-hr) | GW | 0 | 0 | 0 | 0 | 0 | Storage (100-hr) | GW | 0 | 0 | 0 | 0 | 0 | Storage (100-hr) | GW | 0 | 0 | 0 | 0 | 0 | Storage (100-hr) | GW | 0 | 0 | 0 | 0 | 0 | Storage (100-hr) | GW | 0 | 0 | 0 | 0 | 0 | Storage (100-hr) | GW | 0 | 0 | 0 | 0 | 0 | Storage (100-hr) | GW | 0 | 0 | 0 | 0 | 0 | Storage (100-hr) | GW | 0 | 0 | 0 | 0 | 0 | Storage (100-hr) | GW | 0 | 0 | 0 | 0 | 0 | Storage (100-hr) | GW | 0 | 0 | 0 | 0 | 0 | Storage (100-hr) | GW | 0 | 0 | 0 | 0 | 0 | Storage (100-hr) | GW | 0 | 0 | 0 | 0 | 0 | Storage (100-hr) | GW | 0 | 0 | 0 | 0 | 0 | Storage (100-hr) | GW | 0 | 0 | 0 | 0 | 0 | Storage (100-hr) | GW | 0 | 0 | 0 | 0 | 0 | Storage (100-hr) | GW | 0 | 0 | 0 | 0 | 0 | Storage (100-hr) | GW | 0 | 0 | 0 | 0 | 0 | Storage (100-hr) | GW | 0 | 0 | 0 | 0 | 0 | Storage (100-hr) | GW | 0 | 0 | 0 | 0 | 0 | Storage (100-hr) | GW | 0 | 0 | 0 | 0 | 0
Shed DR | GW | 0.858 | 0.858 | 0.858 | 0.858 | 0.858 | Shed DR | GW | 0.858 | 0.858 | 0.858 | 0.858 | 0.858 | Shed DR | GW | 0.858 | 0.858 | 0.858 | 0.858 | 0.858 | Shed DR | GW | 0.858 | 0.858 | 0.858 | 0.858 | 0.858 | Shed DR | GW | 0.858 | 0.858 | 0.858 | 0.858 | 0.858 | Shed DR | GW | 0.858 | 0.858 | 0.858 | 0.858 | 0.858 | Shed DR | GW | 0.858 | 0.858 | 0.858 | 1.883 | 2.021 | Shed DR | GW | 0.858 | 0.858 | 0.858 | 0.858 | 0.858 | Shed DR | GW | 0.858 | 0.858 | 0.858 | 0.858 | 0.858 | Shed DR | GW | 0.858 | 0.858 | 0.858 | 0.858 | 0.858 | Shed DR | GW | 0.858 | 0.858 | 0.858 | 0.858 | 0.858 | Shed DR | GW | 0.858 | 0.858 | 0.858 | 0.858 | 0.858 | Shed DR | GW | 0.858 | 0.858 | 0.858 | 0.858 | 0.858 | Shed DR | GW | 0.858 | 0.858 | 0.858 | 2.061 | 2.341 | Shed DR | GW | 0.858 | 0.858 | 0.858 | 2.061 | 2.341 | Shed DR | GW | 0.858 | 0.858 | 0.858 | 0.858 | 0.858 | Shed DR | GW | 0.858 | 0.858 | 0.858 | 2.061 | 2.341 | Shed DR | GW | 0.858 | 0.858 | 0.858 | 0.858 | 0.858 | Shed DR | GW | 0.858 | 0.858 | 1.792 | 2.061 | 2.341 | Shed DR | GW | 0.858 | 0.858 | 0.858 | 0.858 | 0.858 | Shed DR | GW | 0.858 | 0.858 | 0.858 | 0.858 | 0.858 | Shed DR | GW | 0.858 | 0.858 | 0.858 | 0.858 | 0.858 | Shed DR | GW | 0.858 | 0.858 | 0.858 | 0.858 | 0.858 | Shed DR | GW | 0.858 | 0.858 | 0.858 | 0.858 | 0.858 | Shed DR | GW | 0.858 | 0.858 | 1.739 | 1.883 | 2.021 | Shed DR | GW | 0.858 | 0.858 | 1.792 | 2.061 | 2.341